## Registered List
Type | Full name of abbreviation | Full name
CAT | AAD | Automatic Actuating Device
CAT | AAP | Access Panel
CAT | ABA | Handrailing, Fencing
CAT | ABA | Handrailing, Fencing
CAT | ABA | Handrailing, Fencing
CAT | ABA | Handrailing, Fencing
CAT | ABA | Handrailing, Fencing
CAT | ABS | Basic Structural Beams
CAT | ABT | Bridge Abutment
CAT | ACG | Access Gate
CAT | ACG | Access Gate
CAT | ACG | Access Gate
CAT | ACG | Access Gate
CAT | ACL | Basic Structural Column
CAT | ACP | Chequer Plate
CAT | ADO | Door
CAT | ADO | Door
CAT | ADO | Door
CAT | ADO | Door
CAT | ADO | Door
CAT | ADO | Door
CAT | ADP | Downpipe
CAT | ADR | Return Air Duct
CAT | AFA | Fire Alarm System, Gongs and Break Glass Unit
CAT | AGT | Gate
CAT | AGT | Gate
CAT | AGT | Gate
CAT | AGT | Gate
CAT | AGT | Gate
CAT | AGT | Gate
CAT | AGT | Gate
CAT | AHU | Air Handing Unit
CAT | AIR | Diffuser, Air Grille, Air Filter
CAT | ALA | Access Ladder
CAT | ALL | Alluvium
CAT | ALM | Fire Alarm Devices
CAT | ALM | Fire Alarm Devices
CAT | ALM | Fire Alarm Devices
CAT | ALM | Fire Alarm Devices
CAT | ALM | Fire Alarm Devices
CAT | ALM | Fire Alarm Devices
CAT | ALM | Fire Alarm Devices
CAT | ALM | Fire Alarm Devices
CAT | ALM | Fire Alarm Devices
CAT | ALM | Fire Alarm Devices
CAT | ALM | Fire Alarm Devices
CAT | ALM | Fire Alarm Devices
CAT | ALM | Fire Alarm Devices
CAT | ALM | Fire Alarm Devices
CAT | ALM | Fire Alarm Devices
CAT | ALM | Fire Alarm Devices
CAT | ALM | Fire Alarm Devices
CAT | ALM | Fire Alarm Devices
CAT | ALM | Fire Alarm Devices
CAT | ALM | Fire Alarm Devices
CAT | ALM | Fire Alarm Devices
CAT | ALM | Fire Alarm Devices
CAT | ALM | Fire Alarm Devices
CAT | ALM | Fire Alarm Devices
CAT | ALM | Fire Alarm Devices
CAT | ALM | Fire Alarm Devices
CAT | ALM | Fire Alarm Devices
CAT | ALM | Fire Alarm Devices
CAT | ALM | Fire Alarm Devices
CAT | ALM | Fire Alarm Devices
CAT | ALM | Fire Alarm Devices
CAT | ALM | Fire Alarm Devices
CAT | ALM | Fire Alarm Devices
CAT | ALM | Fire Alarm Devices
CAT | ALM | Fire Alarm Devices
CAT | ALM | Fire Alarm Devices
CAT | ALM | Fire Alarm Devices
CAT | ALM | Fire Alarm Devices
CAT | APC | Ancillary Products for Coverings and claddings
CAT | APN | Duct Access Panel
CAT | ART | Air Terminals
CAT | ART | Air Terminals
CAT | ART | Air Terminals
CAT | ART | Air Terminals
CAT | ART | Air Terminals
CAT | ART | Air Terminals
CAT | ART | Air Terminals
CAT | ART | Air Terminals
CAT | ART | Air Terminals
CAT | ART | Air Terminals
CAT | ART | Air Terminals
CAT | ART | Air Terminals
CAT | ART | Air Terminals
CAT | ART | Air Terminals
CAT | ART | Air Terminals
CAT | ARV | Air Valve
CAT | ASL | Artificial Slope
CAT | AST | Stair, Steps
CAT | AVS | Audio/Visual Advisory System
CAT | AWD | Window
CAT | AWL | Basic Structural Wall
CAT | BAB | Burglar Alarm Bell
CAT | BAC | Air Conditioner
CAT | BAL | Railing, Balustrade, handrail, guardrail
CAT | BAL | Railing, Balustrade, handrail, guardrail
CAT | BAL | Railing, Balustrade, handrail, guardrail
CAT | BAL | Railing, Balustrade, handrail, guardrail
CAT | BAP | Burglar Alarm Panel
CAT | BBG | Bridge Bearing
CAT | BCA | Camera
CAT | BCA | Camera
CAT | BCR | Card Reader
CAT | BDA | Damper
CAT | BDA | Damper
CAT | BDA | Damper
CAT | BDA | Damper
CAT | BDF | Duct Fitting
CAT | BDF | Duct Fitting
CAT | BDF | Duct Fitting
CAT | BDF | Duct Fitting
CAT | BDF | Duct Fitting
CAT | BDF | Duct Fitting
CAT | BDI | Diffuser
CAT | BDI | Diffuser
CAT | BDI | Diffuser
CAT | BDL | Door Lock
CAT | BDU | Duct
CAT | BDV | Digital Video Recoder
CAT | BEM | Concrete Beam,Steel Beam, Hanger
CAT | BEM | Concrete Beam,Steel Beam, Hanger
CAT | BFA | Fan
CAT | BFA | Fan
CAT | BFA | Fan
CAT | BFB | Breakglass Unit
CAT | BFC | Fan Coil Unit
CAT | BFD | Fire Detector
CAT | BFD | Fire Detector
CAT | BFD | Fire Detector
CAT | BFD | Fire Detector
CAT | BFD | Fire Detector
CAT | BFE | Fire Extinguisher
CAT | BFE | Fire Extinguisher
CAT | BFH | Fire Hydrant
CAT | BFI | Filter
CAT | BFL | Burglar Flashing Light
CAT | BFP | Fire Alarm Panel
CAT | BFP | Fire Alarm Panel
CAT | BFP | Fire Alarm Panel
CAT | BFS | Fire Alarm Audio / Visual
CAT | BFS | Fire Alarm Audio / Visual
CAT | BFV | Butterfly Valve
CAT | BFX | Exit Sign
CAT | BFX | Exit Sign
CAT | BGR | Grille
CAT | BGR | Grille
CAT | BGR | Grille
CAT | BHR | Hose Reel
CAT | BIN | Intercom
CAT | BJT | Bridge Joint
CAT | BLF | Lighting Fitting
CAT | BLF | Lighting Fitting
CAT | BLF | Lighting Fitting
CAT | BLF | Lighting Fitting
CAT | BLF | Lighting Fitting
CAT | BLF | Lighting Fitting
CAT | BLM | Bellmouth
CAT | BLR | Electric Boiler
CAT | BLU | Ventilation Louver
CAT | BLV | Ball Valve
CAT | BMJ | Building Movement Joint
CAT | BMM | Building Massing Model
CAT | BOK | Override Keyswitch
CAT | BOL | Bollard
CAT | BPA | PA System Master Control Station
CAT | BPT | Pan,Tilt and Zoom Controller
CAT | BRA | Bracing
CAT | BRF | Bridge Foundation
CAT | BRL | Bridge Railing
CAT | BRW | Breakwater
CAT | BSE | Burglar Sensor
CAT | BSE | Burglar Sensor
CAT | BSI | Silencer
CAT | BSP | Speaker
CAT | BTP | Telephone Point
CAT | CAB | Cable Tray, Cable Containment, Power Feed
CAT | CAL | Calorifer
CAT | CAN | Analyzer
CAT | CAN | Analyzer
CAT | CAN | Analyzer
CAT | CAN | Analyzer
CAT | CAU | Annunciator
CAT | CCC | Concealed and Cast-in Place Conduit
CAT | CCL | compound ceiling
CAT | CCR | Chart Recorder
CAT | CDE | Detector
CAT | CDE | Detector
CAT | CDE | Detector
CAT | CDE | Detector
CAT | CDE | Detector
CAT | CDF | Conduit Fittings
CAT | CDF | Conduit Fittings
CAT | CDF | Conduit Fittings
CAT | CDF | Conduit Fittings
CAT | CDF | Conduit Fittings
CAT | CDF | Conduit Fittings
CAT | CDF | Conduit Fittings
CAT | CDF | Conduit Fittings
CAT | CDF | Conduit Fittings
CAT | CDF | Conduit Fittings
CAT | CDF | Conduit Fittings
CAT | CDF | Conduit Fittings
CAT | CDF | Conduit Fittings
CAT | CDF | Conduit Fittings
CAT | CDF | Conduit Fittings
CAT | CDF | Conduit Fittings
CAT | CDF | Conduit Fittings
CAT | CDF | Conduit Fittings
CAT | CDF | Conduit Fittings
CAT | CDF | Conduit Fittings
CAT | CDF | Conduit Fittings
CAT | CDF | Conduit Fittings
CAT | CDF | Conduit Fittings
CAT | CDF | Conduit Fittings
CAT | CDF | Conduit Fittings
CAT | CDF | Conduit Fittings
CAT | CDF | Conduit Fittings
CAT | CDF | Conduit Fittings
CAT | CDF | Conduit Fittings
CAT | CDF | Conduit Fittings
CAT | CDF | Conduit Fittings
CAT | CDF | Conduit Fittings
CAT | CDF | Conduit Fittings
CAT | CDF | Conduit Fittings
CAT | CDF | Conduit Fittings
CAT | CDF | Conduit Fittings
CAT | CDF | Conduit Fittings
CAT | CDF | Conduit Fittings
CAT | CDF | Conduit Fittings
CAT | CDF | Conduit Fittings
CAT | CDF | Conduit Fittings
CAT | CDF | Conduit Fittings
CAT | CDF | Conduit Fittings
CAT | CDF | Conduit Fittings
CAT | CDF | Conduit Fittings
CAT | CDF | Conduit Fittings
CAT | CDF | Conduit Fittings
CAT | CDF | Conduit Fittings
CAT | CDF | Conduit Fittings
CAT | CDF | Conduit Fittings
CAT | CDF | Conduit Fittings
CAT | CEI | Ceiling
CAT | CEL | Ceiling
CAT | CFL | Flowmeter
CAT | CFL | Flowmeter
CAT | CFL | Flowmeter
CAT | CHL | Chiller Plant Unit
CAT | CKV | Check Valve
CAT | CLD | Precast Facade, Cladding
CAT | CLE | Ceiling (Exterior)
CAT | CLI | Ceiling (Interior)
CAT | CMO | Monitor
CAT | CMO | Monitor
CAT | COL | Columns
CAT | COL | Columns
CAT | COL | Columns
CAT | COL | Columns
CAT | COL | Columns
CAT | COL | Columns
CAT | COL | Columns
CAT | COL | Columns
CAT | COM | Communication Devices
CAT | COM | Communication Devices
CAT | COM | Communication Devices
CAT | COM | Communication Devices
CAT | COM | Communication Devices
CAT | COM | Communication Devices
CAT | COM | Communication Devices
CAT | COM | Communication Devices
CAT | COM | Communication Devices
CAT | COM | Communication Devices
CAT | COM | Communication Devices
CAT | COM | Communication Devices
CAT | COT | Cooling Tower
CAT | CPL | Programmable Logic Controller
CAT | CPT | Concrete Parapet
CAT | CSA | Sampler
CAT | CSE | Sensor
CAT | CSE | Sensor
CAT | CSE | Sensor
CAT | CSE | Sensor
CAT | CSE | Sensor
CAT | CSE | Sensor
CAT | CSE | Sensor
CAT | CSE | Sensor
CAT | CSE | Sensor
CAT | CSE | Sensor
CAT | CSE | Sensor
CAT | CSE | Sensor
CAT | CSE | Sensor
CAT | CSE | Sensor
CAT | CSS | Chiller Water Supply Pipe
CAT | CSV | Server
CAT | CTF | Cable Tray Fittings
CAT | CTF | Cable Tray Fittings
CAT | CTF | Cable Tray Fittings
CAT | CTF | Cable Tray Fittings
CAT | CTF | Cable Tray Fittings
CAT | CTF | Cable Tray Fittings
CAT | CTF | Cable Tray Fittings
CAT | CTF | Cable Tray Fittings
CAT | CTF | Cable Tray Fittings
CAT | CTF | Cable Tray Fittings
CAT | CTF | Cable Tray Fittings
CAT | CTF | Cable Tray Fittings
CAT | CTF | Cable Tray Fittings
CAT | CTF | Cable Tray Fittings
CAT | CTF | Cable Tray Fittings
CAT | CTF | Cable Tray Fittings
CAT | CTF | Cable Tray Fittings
CAT | CTM | Curtain Wall, (Including shading devices)
CAT | CTP | Curtain Panels
CAT | CTP | Curtain Panels
CAT | CTP | Curtain Panels
CAT | CTP | Curtain Panels
CAT | CTP | Curtain Panels
CAT | CTP | Curtain Panels
CAT | CTP | Curtain Panels
CAT | CTP | Curtain Panels
CAT | CTR | Transmitter
CAT | CTR | Transmitter
CAT | CTR | Transmitter
CAT | CTR | Transmitter
CAT | CTR | Transmitter
CAT | CTR | Transmitter
CAT | CTR | Transmitter
CAT | CTR | Transmitter
CAT | CTR | Transmitter
CAT | CTR | Transmitter
CAT | CTR | Transmitter
CAT | CTR | Transmitter
CAT | CTR | Transmitter
CAT | CTV | CCTV System (including CCTV Cameras, Control and Monitoring Equipment)
CAT | CUL | Box Culvert
CAT | CUM | Colluvium
CAT | CWK | Casework
CAT | CWK | Casework
CAT | CWK | Casework
CAT | CWK | Casework
CAT | CWK | Casework
CAT | CWK | Casework
CAT | CWK | Casework
CAT | CWK | Casework
CAT | CWK | Casework
CAT | CWK | Casework
CAT | CWK | Casework
CAT | CWK | Casework
CAT | CWK | Casework
CAT | CWK | Casework
CAT | CWK | Casework
CAT | CWK | Casework
CAT | CWK | Casework
CAT | CWK | Casework
CAT | CWK | Casework
CAT | CWK | Casework
CAT | CWK | Casework
CAT | CWK | Casework
CAT | CWK | Casework
CAT | CWK | Casework
CAT | CWK | Casework
CAT | CWK | Casework
CAT | CWK | Casework
CAT | CWK | Casework
CAT | CWK | Casework
CAT | CWK | Casework
CAT | CWK | Casework
CAT | CWK | Casework
CAT | CWK | Casework
CAT | CWR | Chiller Water Return Pipe
CAT | CWS | Workstation
CAT | DAM | Damper
CAT | DAT | Data Devices
CAT | DAT | Data Devices
CAT | DAT | Data Devices
CAT | DCD | Carrier Drain
CAT | DCK | Bridge Deck
CAT | DCM | Culvert Marker
CAT | DCM | Culvert Marker
CAT | DCR | Cross Road Drain
CAT | DDS | Dust Detection System
CAT | DEP | Drawpit and Earthing Pit
CAT | DNE | Dynamic Envelope
CAT | DOR | Doors
CAT | DOR | Doors
CAT | DOR | Doors
CAT | DOR | Doors
CAT | DOR | Doors
CAT | DOR | Doors
CAT | DOR | Doors
CAT | DOR | Doors
CAT | DOR | Doors
CAT | DOR | Doors
CAT | DOR | Doors
CAT | DOR | Doors
CAT | DOR | Doors
CAT | DOR | Doors
CAT | DOR | Doors
CAT | DOR | Doors
CAT | DOR | Doors
CAT | DOR | Doors
CAT | DOR | Doors
CAT | DOR | Doors
CAT | DOR | Doors
CAT | DOR | Doors
CAT | DOR | Doors
CAT | DOR | Doors
CAT | DOR | Doors
CAT | DOR | Doors
CAT | DOR | Doors
CAT | DOR | Doors
CAT | DOR | Doors
CAT | DOV | Overflow
CAT | DOV | Overflow
CAT | DRE | Rodding Eye
CAT | DRS | Drencher System
CAT | DTH | Other Drain
CAT | DTL | Detail Items
CAT | DTL | Detail Items
CAT | DTL | Detail Items
CAT | DTL | Detail Items
CAT | DTL | Detail Items
CAT | DTL | Detail Items
CAT | DTL | Detail Items
CAT | DTL | Detail Items
CAT | DTL | Detail Items
CAT | DTL | Detail Items
CAT | DTL | Detail Items
CAT | DTL | Detail Items
CAT | DTL | Detail Items
CAT | DTL | Detail Items
CAT | DTL | Detail Items
CAT | DTL | Detail Items
CAT | DTM | Digital Terrain Model
CAT | DTM | Digital Terrain Model
CAT | DTM | Digital Terrain Model
CAT | DTM | Digital Terrain Model
CAT | DTM | Digital Terrain Model
CAT | DTM | Digital Terrain Model
CAT | DTM | Digital Terrain Model
CAT | DUA | Duct Accessories
CAT | DUA | Duct Accessories
CAT | DUA | Duct Accessories
CAT | DUA | Duct Accessories
CAT | DUA | Duct Accessories
CAT | DUA | Duct Accessories
CAT | DUA | Duct Accessories
CAT | DUA | Duct Accessories
CAT | DUA | Duct Accessories
CAT | DUA | Duct Accessories
CAT | DUA | Duct Accessories
CAT | DUA | Duct Accessories
CAT | DUA | Duct Accessories
CAT | DUF | Duct Fittings
CAT | DUF | Duct Fittings
CAT | DUF | Duct Fittings
CAT | DUF | Duct Fittings
CAT | DUF | Duct Fittings
CAT | DUF | Duct Fittings
CAT | DUF | Duct Fittings
CAT | DUF | Duct Fittings
CAT | DUF | Duct Fittings
CAT | DUF | Duct Fittings
CAT | DUS | Duct System
CAT | DUS | Duct System
CAT | DUS | Duct System
CAT | DUS | Duct System
CAT | DUT | Duct Terminals
CAT | DVL | Valve (Gate Valve, Non-return Valve, etc.)
CAT | DWL | Diaphragm Wall. Retaining Wall
CAT | EAC | Actuator
CAT | EAD | Exhaust (Extract) Air Duct
CAT | EAT | Earthing and Lightning System (including Terminal/Tape/Earthing devices, etc.)
CAT | EAV | Auto Voltage Regulator
CAT | EBC | Battery & Charger
CAT | EBF | Barrier Fence
CAT | ECD | Cable Draw Pit
CAT | ECD | Cable Draw pit
CAT | ECD | Cable Draw pit
CAT | ECD | Cable Draw pit
CAT | ECD | Cable Draw pit
CAT | ECD | Cable Draw pit
CAT | ECP | Control Panel
CAT | ECT | Copper Tape
CAT | EDB | Distribution Board
CAT | EDB | Distribution Board
CAT | EDB | Distribution Board
CAT | EDC | Down Conductor
CAT | EDR | Surface Channel, Slot Channel, External Drainage
CAT | EDR | Surface Channel, Slot Channel, External Drainage
CAT | EDR | Surface Channel, Slot Channel, External Drainage
CAT | EEB | Electric Hot Water Boiler
CAT | EEC | Earthing Conductor
CAT | EEE | Earthing Electrode
CAT | EEP | Earth Pit
CAT | EER | Earthing Terminal
CAT | EFC | Fuse Connection Unit
CAT | EGE | Generator Set
CAT | EGE | Generator Set
CAT | EHF | Harmonic Filter
CAT | EHO | Hoarding
CAT | EHO | Hoarding
CAT | EHO | Hoarding
CAT | EIP | Electric Inspection pit
CAT | EIS | Isolator
CAT | EIS | Isolator
CAT | ELC | Electrical Circuits
CAT | ELC | Electrical Circuits
CAT | ELC | Electrical Circuits
CAT | ELC | Electrical Circuits
CAT | ELC | Electrical Circuits
CAT | ELE | Electrical Line
CAT | ELF | Electrical Fixtures
CAT | ELF | Electrical Fixtures
CAT | ELF | Electrical Fixtures
CAT | ELF | Electrical Fixtures
CAT | ELF | Electrical Fixtures
CAT | ELF | Electrical Fixtures
CAT | ELF | Electrical Fixtures
CAT | ELF | Electrical Fixtures
CAT | ELF | Electrical Fixtures
CAT | ELF | Electrical Fixtures
CAT | ELF | Electrical Fixtures
CAT | ELF | Electrical Fixtures
CAT | ELF | Electrical Fixtures
CAT | ELF | Electrical Fixtures
CAT | ELF | Electrical Fixtures
CAT | ELF | Electrical Fixtures
CAT | ELF | Electrical Fixtures
CAT | ELF | Electrical Fixtures
CAT | ELF | Electrical Fixtures
CAT | ELF | Electrical Fixtures
CAT | ELF | Electrical Fixtures
CAT | ELF | Electrical Fixtures
CAT | ELF | Electrical Fixtures
CAT | ELF | Electrical Fixtures
CAT | ELF | Electrical Fixtures
CAT | ELF | Electrical Fixtures
CAT | ELF | Electrical Fixtures
CAT | ELF | Electrical Fixtures
CAT | ELF | Electrical Fixtures
CAT | ELF | Electrical Fixtures
CAT | ELF | Electrical Fixtures
CAT | ELF | Electrical Fixtures
CAT | ELF | Electrical Fixtures
CAT | ELF | Electrical Fixtures
CAT | ELF | Electrical Fixtures
CAT | ELF | Electrical Fixtures
CAT | ELL | Excavation,Lateral Stability System (Vertical/Lateral Support)
CAT | ELP | Lightning Pit
CAT | ELQ | Electrical Equipment
CAT | ELQ | Electrical Equipment
CAT | ELQ | Electrical Equipment
CAT | ELQ | Electrical Equipment
CAT | ELQ | Electrical Equipment
CAT | ELQ | Electrical Equipment
CAT | ELQ | Electrical Equipment
CAT | ELQ | Electrical Equipment
CAT | ELQ | Electrical Equipment
CAT | ELQ | Electrical Equipment
CAT | ELQ | Electrical Equipment
CAT | ELQ | Electrical Equipment
CAT | ELQ | Electrical Equipment
CAT | ELQ | Electrical Equipment
CAT | ELQ | Electrical Equipment
CAT | ELQ | Electrical Equipment
CAT | ELQ | Electrical Equipment
CAT | ELQ | Electrical Equipment
CAT | ELQ | Electrical Equipment
CAT | ELQ | Electrical Equipment
CAT | ELQ | Electrical Equipment
CAT | ELQ | Electrical Equipment
CAT | ELQ | Electrical Equipment
CAT | ELQ | Electrical Equipment
CAT | ELQ | Electrical Equipment
CAT | ELQ | Electrical Equipment
CAT | ELQ | Electrical Equipment
CAT | ELQ | Electrical Equipment
CAT | ELQ | Electrical Equipment
CAT | ELQ | Electrical Equipment
CAT | ELQ | Electrical Equipment
CAT | ELQ | Electrical Equipment
CAT | ELQ | Electrical Equipment
CAT | ELQ | Electrical Equipment
CAT | ELQ | Electrical Equipment
CAT | ELQ | Electrical Equipment
CAT | ELQ | Electrical Equipment
CAT | ELQ | Electrical Equipment
CAT | ELQ | Electrical Equipment
CAT | ELQ | Electrical Equipment
CAT | ELQ | Electrical Equipment
CAT | ELS | Lightning Stroke Counter
CAT | ELT | Lightning Terminal
CAT | EMH | Electric Manholes
CAT | EML | Emergency Lighting
CAT | EMP | Emergency Power Point
CAT | EMS | Moving Walkway
CAT | ENT | Entourage
CAT | ENT | Entourage
CAT | ENT | Entourage
CAT | ENT | Entourage
CAT | ENT | Entourage
CAT | EPC | Power Factor Correction Capacitors and Controller
CAT | EPD | Power Cables / Lines
CAT | EPP | Photovoltaic Panel
CAT | EPT | Pedestrian Crossing Over Trench
CAT | ERM | Ring Main Unit
CAT | ESB | Switchboard
CAT | ESB | Switchboard
CAT | ESC | Escalator
CAT | ESO | Socket Outlet
CAT | ESO | Socket Outlet
CAT | ESS | Elevator Shaft Space
CAT | ESW | Switch
CAT | ESW | Switch
CAT | ETB | Earth Tap, Well Joint, Earth Bar, Earth Pits
CAT | ETH | Other
CAT | ETH | Other
CAT | ETH | Other
CAT | ETR | Transformer
CAT | ETR | Transformer
CAT | EUP | Uninterrupted Power Supply
CAT | EVS | Variable Speed Drive
CAT | EVT | Vehicle Crossing Over Trench Opening
CAT | EVT | Vehicle Crossing Over Trench Opening
CAT | EWL | Exterior Wall
CAT | EXH | Generator Exhaust Flue including Acoustic Treatment
CAT | EXI | Exit Sign
CAT | EXL | Excavation and Lateral Support
CAT | EXL | Excavation and Lateral Support
CAT | EXL | Excavation and Lateral Support
CAT | EXL | Excavation and Lateral Support
CAT | EXL | Excavation and Lateral Support
CAT | EXL | Excavation and Lateral Support
CAT | EXL | Excavation and Lateral Support
CAT | EXL | Excavation and Lateral Support
CAT | EXL | Excavation and Lateral Support
CAT | EXL | Excavation and Lateral Support
CAT | EXL | Excavation and Lateral Support
CAT | EXL | Excavation and Lateral Support
CAT | EXL | Excavation and Lateral Support
CAT | FAA | Fixed Automatically Operated Approved Appliance
CAT | FAD | Fresh Air Duct
CAT | FAN | Fan
CAT | FBF | Barrier Fences
CAT | FBF | Barrier Fences
CAT | FBF | Barrier Fences
CAT | FBF | Barrier Fences
CAT | FBF | Barrier Fences
CAT | FBF | Barrier Fences
CAT | FBF | Barrier Fences
CAT | FBF | Barrier Fences
CAT | FBF | Barrier Fences
CAT | FBF | Barrier Fences
CAT | FBF | Barrier Fences
CAT | FBF | Barrier Fences
CAT | FBL | Bollard
CAT | FBL | Bollard
CAT | FBL | Bollard
CAT | FBL | Bollard
CAT | FBL | Bollard
CAT | FBL | Bollard
CAT | FBL | Bollard
CAT | FBL | Bollard
CAT | FBP | Box Culvert
CAT | FCH | Chamber
CAT | FCM | Chainage Marker
CAT | FCM | Chainage Marker
CAT | FCP | Fire Alarm Control Panel
CAT | FCT | MEP Fabrication Containment
CAT | FCU | Fan Coil Unit
CAT | FDK | MEP Fabrication Duckwork
CAT | FDP | Fire Damper
CAT | FDR | Flame Detector
CAT | FEG | Emergency Gate
CAT | FEG | Emergency Gate
CAT | FEG | Emergency Gate
CAT | FEG | Emergency Gate
CAT | FEG | Emergency Gate
CAT | FEG | Emergency Gate
CAT | FEN | Fender System Model
CAT | FEN | Fender System Model
CAT | FEN | Fender System Model
CAT | FEN | Fender System Model
CAT | FEN | Fender System Model
CAT | FEN | Fender System Model
CAT | FEN | Fender System Model
CAT | FEN | Fender System Model
CAT | FEN | Fender System Model
CAT | FEN | Fender System Model
CAT | FEN | Fender System Model
CAT | FEN | Fender System Model
CAT | FEN | Fender System Model
CAT | FEN | Fender System Model
CAT | FEN | Fender System Model
CAT | FEQ | Filtration Equipment
CAT | FER | Fire Extinguishers
CAT | FET | Emergency Telephone
CAT | FET | Emergency Telephone
CAT | FET | Emergency Telephone
CAT | FET | Emergency Telephone
CAT | FEW | Security Fence – Concrete Wall
CAT | FFF | Furniture, Fixtures and Fittings (including desks, workstations, casework, cabinets, appliances, loose equipment)
CAT | FFO | Foundation
CAT | FFO | Foundation
CAT | FHG | MEP Fabrication Hangers
CAT | FHR | Fire Hydrant and Hose Reel System
CAT | FHT | Fire Hydrant
CAT | FLD | Floor Drain
CAT | FLH | Terminal Manhole
CAT | FLH | Terminal Manhole
CAT | FLH | Terminal Manhole
CAT | FLH | Terminal Manhole
CAT | FLH | Terminal Manhole
CAT | FLL | Fill
CAT | FLM | Flushing Water Main
CAT | FLR | Floors
CAT | FLW | Flushing Water Piping
CAT | FMC | Manhole Cover
CAT | FMC | Manhole Cover
CAT | FMC | Manhole Cover
CAT | FMC | Manhole Cover
CAT | FMC | Manhole Cover
CAT | FMC | Manhole Cover
CAT | FMC | Foul water manhole Cover
CAT | FMC | Foul water manhole Cover
CAT | FMC | Foul water manhole Cover
CAT | FMC | Foul water manhole Cover
CAT | FMC | Foul water manhole Cover
CAT | FMC | Foul water manhole Cover
CAT | FMH | Manhole
CAT | FMH | Manhole
CAT | FMH | Manhole
CAT | FMH | Manhole
CAT | FMH | Manhole
CAT | FMH | Manhole
CAT | FMH | Manhole
CAT | FMH | Manhole
CAT | FMH | Manhole
CAT | FMH | Manhole
CAT | FMH | Manhole
CAT | FMH | Manhole
CAT | FMH | Manhole
CAT | FMH | Manhole
CAT | FMH | Manhole
CAT | FMH | Manhole
CAT | FMH | Manhole
CAT | FMH | Manhole
CAT | FMH | Manhole
CAT | FMH | Manhole
CAT | FMH | Manhole
CAT | FMH | Manhole
CAT | FMH | Manhole
CAT | FMH | Manhole
CAT | FMH | Manhole
CAT | FMH | Sewerage Manhole
CAT | FMI | Flow Measuring Instrument and Controls
CAT | FNP | Street Name Plate
CAT | FNP | Street Name Plate
CAT | FNP | Street Name Plate
CAT | FNY | Furniture Systems
CAT | FNY | Furniture Systems
CAT | FNY | Furniture Systems
CAT | FNY | Furniture Systems
CAT | FNY | Furniture Systems
CAT | FNY | Furniture Systems
CAT | FNY | Furniture Systems
CAT | FNY | Furniture Systems
CAT | FNY | Furniture Systems
CAT | FOM | Flowmeters
CAT | FOO | Feature Roof, Sloped Roof Covering System
CAT | FPW | MEP Fabrication Pipework
CAT | FRA | Railing
CAT | FRA | Railing
CAT | FRA | Railing
CAT | FRA | Railing
CAT | FRA | Railing
CAT | FRA | Railing
CAT | FRA | Railing
CAT | FRA | Railing
CAT | FRA | Railing
CAT | FRM | Rising Main
CAT | FS_ | Fire Hydrant
CAT | FSH | Special Manhole
CAT | FSH | Special Manhole
CAT | FSH | Special Manhole
CAT | FSK | Fire Service Tank
CAT | FSM | Survey Markers
CAT | FSM | Survey Markers
CAT | FSM | Survey Markers
CAT | FSM | Survey Markers
CAT | FSM | Survey Markers
CAT | FSM | Survey Markers
CAT | FSP | Fire Service Water Pump
CAT | FST | Shelter
CAT | FST | Shelter
CAT | FTF | Treatment Facility
CAT | FTF | Treatment Facility
CAT | FTF | Treatment Facility
CAT | FTF | Treatment Facility
CAT | FTF | Treatment Facility
CAT | FTF | Treatment Facility
CAT | FTL | Traffic Light Signal
CAT | FTL | Traffic Light Signal
CAT | FTL | Traffic Light Signal
CAT | FTP | Tunnel
CAT | FTP | Sewerage Drainage Tunnel
CAT | FTS | Traffic Sign
CAT | FTS | Traffic Sign
CAT | FTS | Traffic Sign
CAT | FTS | Traffic Sign
CAT | FTS | Traffic Sign
CAT | FTS | Traffic Sign
CAT | FTS | Traffic Sign
CAT | FTS | Traffic Sign
CAT | FTS | Traffic Sign
CAT | FTS | Traffic Sign
CAT | FTS | Traffic Sign
CAT | FTS | Traffic Sign
CAT | FTV | Float Valve
CAT | FTW | Signage / Traffic Sign
CAT | FUL | Diesel Tank & Fuel Pipes for Emergency Generator
CAT | FUR | Furniture
CAT | FUR | Furniture
CAT | FUR | Furniture
CAT | FUR | Furniture
CAT | FUR | Furniture
CAT | FUR | Furniture
CAT | FUR | Furniture
CAT | FUR | Furniture
CAT | FUR | Furniture
CAT | FUR | Furniture
CAT | FUR | Furniture
CAT | FUR | Furniture
CAT | FUR | Furniture
CAT | FUR | Furniture
CAT | FUR | Furniture
CAT | FUR | Furniture
CAT | FUR | Furniture
CAT | FUR | Furniture
CAT | FUR | Furniture
CAT | FUR | Furniture
CAT | FUR | Furniture
CAT | FUR | Furniture
CAT | FUR | Furniture
CAT | FUR | Furniture
CAT | FUR | Furniture
CAT | FUR | Furniture
CAT | FUR | Furniture
CAT | FUR | Furniture
CAT | FUR | Furniture
CAT | FUR | Furniture
CAT | FUR | Furniture
CAT | FUR | Furniture
CAT | FUR | Furniture
CAT | FUR | Furniture
CAT | FUR | Furniture
CAT | FUR | Furniture
CAT | FUR | Furniture
CAT | FUR | Furniture
CAT | FUR | Furniture
CAT | FUR | Furniture
CAT | FUR | Furniture
CAT | FUR | Furniture
CAT | FUR | Furniture
CAT | FUR | Furniture
CAT | FWD | Pipe
CAT | FWD | Sewerage Pipe
CAT | FWM | Fresh Water Main
CAT | FWP | Fresh Water Piping
CAT | FWS | Tactile Paving
CAT | FWS | Tactile Paving
CAT | FWS | Tactile Paving
CAT | FWS | Tactile Paving
CAT | GAP | Gas Pipe
CAT | GAS | Gas Piping
CAT | GDS | Gas Detection System
CAT | GEM | Geological Model
CAT | GEN | Generator or Emergency Generator
CAT | GEO | Geotechnical Model
CAT | GEO | Geotechnical Model
CAT | GEO | Geotechnical Model
CAT | GEO | Geotechnical Model
CAT | GEO | Geotechnical Model
CAT | GEO | Geotechnical Model
CAT | GEO | Geotechnical Model
CAT | GEO | Geotechnical Model
CAT | GEO | Geotechnical Model
CAT | GEO | Geotechnical Model
CAT | GES | Gas Extraction System (including Fan, Ductworks, Damper)
CAT | GIP | Gas Inspection Pit
CAT | GLY | Gully, Sealed Trapped Gully, Clean Outs and Vent
CAT | GMD | Generic Models
CAT | GMD | Generic Models
CAT | GMD | Generic Models
CAT | GMD | Generic Models
CAT | GMD | Generic Models
CAT | GMD | Generic Models
CAT | GMD | Generic Models
CAT | GRA | Grating
CAT | GRA | Grating
CAT | GRA | Grating
CAT | GSM | Geotechnical Structure Model
CAT | GSM | Geotechnical Structure Model
CAT | GSM | Geotechnical Structure Model
CAT | GSM | Geotechnical Structure Model
CAT | GSM | Geotechnical Structure Model
CAT | GSM | Geotechnical Structure Model
CAT | GSM | Geotechnical Structure Model
CAT | GSM | Geotechnical Structure Model
CAT | GSM | Geotechnical Structure Model
CAT | GSM | Geotechnical Structure Model
CAT | GSM | Geotechnical Structure Model
CAT | GSM | Geotechnical Structure Model
CAT | GSM | Geotechnical Structure Model
CAT | GSM | Geotechnical Structure Model
CAT | GSM | Geotechnical Structure Model
CAT | GSM | Geotechnical Structure Model
CAT | GSM | Geotechnical Structure Model
CAT | GSM | Geotechnical Structure Model
CAT | GSM | Geotechnical Structure Model
CAT | GSM | Geotechnical Structure Model
CAT | GSM | Geotechnical Structure Model
CAT | GSM | Geotechnical Structure Model
CAT | GSM | Geotechnical Structure Model
CAT | GSM | Geotechnical Structure Model
CAT | GSP | Gas Supply Main, Piping
CAT | GTR | Grease Trap
CAT | GTV | Gate/Sluice Valve
CAT | GUL | Gully
CAT | GUL | Gully
CAT | GUL | Gully
CAT | GWM | Grey Water Main
CAT | HAD | Hanger for Air Ductwork
CAT | HDG | Completely and highly decomposed granite
CAT | HDR | Heat Detector
CAT | IDS | Information Display Specialties
CAT | IFS | Information Signs
CAT | ILA | Internal Landscape (hardware only)
CAT | INS | Insulation
CAT | IST | Inspection Tee
CAT | ITE | Computer Racking, Servers, etc.
CAT | IWL | Interior Wall/Partition/Non-structural Wall
CAT | JFS | Joint Fillers
CAT | JFT | Joint Coverings, Flashings, Tapes
CAT | JFT | Joint Coverings, Flashings, Tapes
CAT | JTY | Pier, Jetty
CAT | KOS | Kiosk
CAT | KWP | Kitchen Waste Pipe Work including Floor Drain, Open Trapped
CAT | LAD | Access Ladders, Catwalk, Maintenance Platform
CAT | LCC | Control Cubicle
CAT | LCC | Control Cubicle
CAT | LCC | Control Cubicle
CAT | LCC | Control Cubicle
CAT | LCD | Cable Duct
CAT | LCD | Cable Duct
CAT | LCD | Cable Duct
CAT | LCD | Cable Duct
CAT | LCD | Cable Duct
CAT | LCD | Cable Duct
CAT | LCD | Cable Duct
CAT | LCO | Connector
CAT | LCO | Connector
CAT | LCO | Connector
CAT | LCO | Connector
CAT | LCO | Connector
CAT | LCO | Connector
CAT | LCO | Connector
CAT | LCO | Connector
CAT | LCO | Connector
CAT | LDS | Landscaping
CAT | LDW | Dwarf Walls
CAT | LDW | Dwarf Walls
CAT | LDW | Dwarf Walls
CAT | LDW | Dwarf Walls
CAT | LDW | Dwarf Walls
CAT | LDW | Dwarf Walls
CAT | LFO | Foundation
CAT | LFT | Lift
CAT | LGD | Light Fitting
CAT | LGT | Lighting along Road
CAT | LHM | Highmast
CAT | LHM | Highmast
CAT | LHM | Highmast
CAT | LHM | Highmast
CAT | LIF | Elevator System(By Lift Supplier)
CAT | LIT | Illuminated Traffic Aids
CAT | LIT | Illuminated Traffic Aids
CAT | LIT | Illuminated Traffic Aids
CAT | LLA | Lantern
CAT | LLM | Lamp Post (Sub-type of lamps)
CAT | LLM | Lamp Post (Sub-type of lamps)
CAT | LLM | Lamp Post (Sub-type of lamps)
CAT | LLM | Lamp Post (Sub-type of lamps)
CAT | LLM | Lamp Post (Sub-type of lamps)
CAT | LLM | Lamp Post (Sub-type of lamps)
CAT | LLM | Lamp Post (Sub-type of lamps)
CAT | LLM | Lamp Post (Sub-type of lamps)
CAT | LLM | Lamp Post (Sub-type of lamps)
CAT | LLM | Lamp Post (Sub-type of lamps)
CAT | LLM | Lamp Post (Sub-type of lamps)
CAT | LLM | Lamp Post (Sub-type of lamps)
CAT | LLP | Lamp Post (Type of pole)
CAT | LLP | Lamp Post (Type of pole)
CAT | LLP | Lamp Post (Type of pole)
CAT | LLP | Lamp Post (Type of pole)
CAT | LLP | Lamp Post (Type of pole)
CAT | LLP | Lamp Post (Type of pole)
CAT | LLP | Lamp Post (Type of pole)
CAT | LLP | Lamp Post (Type of pole)
CAT | LLP | Lamp Post (Type of pole)
CAT | LLP | Lamp Post (Type of pole)
CAT | LLP | Lamp Post (Type of pole)
CAT | LLP | Lamp Post (Type of pole)
CAT | LLP | Lamp Post (Type of pole)
CAT | LLP | Lamp Post (Type of pole)
CAT | LOT | Lot Boundary
CAT | LOT | Lot Boundary
CAT | LOT | Lot Boundary
CAT | LOU | Louvre, Decorative Louver, Sun Shading and Other Architecture Features
CAT | LOU | Louvre, Decorative Louver, Sun Shading and Other Architecture Features
CAT | LSL | Structure Lighting
CAT | LSL | Structure Lighting
CAT | LSL | Structure Lighting
CAT | LSL | Structure Lighting
CAT | LSL | Structure Lighting
CAT | LSL | Structure Lighting
CAT | LSL | Structure Lighting
CAT | LSL | Structure Lighting
CAT | LTD | Lighting Devices
CAT | LTD | Lighting Devices
CAT | LTD | Lighting Devices
CAT | LTD | Lighting Devices
CAT | LTD | Lighting Devices
CAT | LTG | Lighting Fixtures (Light Fittings)
CAT | LTG | Lighting Fixtures (Light Fittings)
CAT | LTG | Lighting Fixtures (Light Fittings)
CAT | LTG | Lighting Fixtures (Light Fittings)
CAT | LTG | Lighting Fixtures (Light Fittings)
CAT | LTG | Lighting Fixtures (Light Fittings)
CAT | LTG | Lighting Fixtures (Light Fittings)
CAT | LTG | Lighting Fixtures (Light Fittings)
CAT | LTG | Lighting Fixtures (Light Fittings)
CAT | LTG | Lighting Fixtures (Light Fittings)
CAT | LTG | Lighting Fixtures (Light Fittings)
CAT | LTG | Lighting Fixtures (Light Fittings)
CAT | LTG | Lighting Fixtures (Light Fittings)
CAT | LTG | Lighting Fixtures (Light Fittings)
CAT | LTG | Lighting Fixtures (Light Fittings)
CAT | LTG | Lighting Fixtures (Light Fittings)
CAT | LTG | Lighting Fixtures (Light Fittings)
CAT | LTG | Lighting Fixtures (Light Fittings)
CAT | LTG | Lighting Fixtures (Light Fittings)
CAT | LTG | Lighting Fixtures (Light Fittings)
CAT | LTG | Lighting Fixtures (Light Fittings)
CAT | LTP | Tree Pit Planting
CAT | LTP | Tree Pit Planting
CAT | LTP | Tree Pit Planting
CAT | LTP | Tree Pit Planting
CAT | LTP | Tree Pit Planting
CAT | LTP | Tree Pit Planting
CAT | LTW | Toe Wall Planter
CAT | LVG | Vegetation
CAT | MAB | Air Blower
CAT | MAC | Air Compressor
CAT | MAD | Marine Deposit
CAT | MAG | Agitator
CAT | MAO | Marine Architectural Elements
CAT | MAO | Marine Architectural Elements
CAT | MAR | Air Receiver
CAT | MAS | Mass (Conceptural Mass)
CAT | MAS | Mass (Conceptural Mass)
CAT | MBB | Biogas Burner
CAT | MBL | Blower
CAT | MBO | Boiler
CAT | MCO | Conveyor
CAT | MCO | Conveyor
CAT | MCO | Conveyor
CAT | MCQ | Mechanical Equipment
CAT | MCQ | Mechanical Equipment
CAT | MCQ | Mechanical Equipment
CAT | MCQ | Mechanical Equipment
CAT | MCQ | Mechanical Equipment
CAT | MCQ | Mechanical Equipment
CAT | MCQ | Mechanical Equipment
CAT | MCQ | Mechanical Equipment
CAT | MCQ | Mechanical Equipment
CAT | MCQ | Mechanical Equipment
CAT | MCQ | Mechanical Equipment
CAT | MCQ | Mechanical Equipment
CAT | MCQ | Mechanical Equipment
CAT | MCQ | Mechanical Equipment
CAT | MCQ | Mechanical Equipment
CAT | MCQ | Mechanical Equipment
CAT | MCQ | Mechanical Equipment
CAT | MCQ | Mechanical Equipment
CAT | MCQ | Mechanical Equipment
CAT | MCQ | Mechanical Equipment
CAT | MCQ | Mechanical Equipment
CAT | MCQ | Mechanical Equipment
CAT | MCQ | Mechanical Equipment
CAT | MCQ | Mechanical Equipment
CAT | MCQ | Mechanical Equipment
CAT | MCQ | Mechanical Equipment
CAT | MCQ | Mechanical Equipment
CAT | MCQ | Mechanical Equipment
CAT | MCQ | Mechanical Equipment
CAT | MCQ | Mechanical Equipment
CAT | MCQ | Mechanical Equipment
CAT | MCQ | Mechanical Equipment
CAT | MCQ | Mechanical Equipment
CAT | MCQ | Mechanical Equipment
CAT | MCQ | Mechanical Equipment
CAT | MCQ | Mechanical Equipment
CAT | MCQ | Mechanical Equipment
CAT | MCQ | Mechanical Equipment
CAT | MCQ | Mechanical Equipment
CAT | MCQ | Mechanical Equipment
CAT | MCQ | Mechanical Equipment
CAT | MCQ | Mechanical Equipment
CAT | MCQ | Mechanical Equipment
CAT | MCQ | Mechanical Equipment
CAT | MCQ | Mechanical Equipment
CAT | MCQ | Mechanical Equipment
CAT | MCQ | Mechanical Equipment
CAT | MCQ | Mechanical Equipment
CAT | MCQ | Mechanical Equipment
CAT | MCQ | Mechanical Equipment
CAT | MCQ | Mechanical Equipment
CAT | MCQ | Mechanical Equipment
CAT | MCQ | Mechanical Equipment
CAT | MCQ | Mechanical Equipment
CAT | MCQ | Mechanical Equipment
CAT | MCQ | Mechanical Equipment
CAT | MCQ | Mechanical Equipment
CAT | MCQ | Mechanical Equipment
CAT | MCQ | Mechanical Equipment
CAT | MCQ | Mechanical Equipment
CAT | MCQ | Mechanical Equipment
CAT | MCQ | Mechanical Equipment
CAT | MCQ | Mechanical Equipment
CAT | MCQ | Mechanical Equipment
CAT | MCQ | Mechanical Equipment
CAT | MCQ | Mechanical Equipment
CAT | MCQ | Mechanical Equipment
CAT | MCQ | Mechanical Equipment
CAT | MCQ | Mechanical Equipment
CAT | MCQ | Mechanical Equipment
CAT | MCQ | Mechanical Equipment
CAT | MCQ | Mechanical Equipment
CAT | MCQ | Mechanical Equipment
CAT | MCQ | Mechanical Equipment
CAT | MCQ | Mechanical Equipment
CAT | MCQ | Mechanical Equipment
CAT | MCQ | Mechanical Equipment
CAT | MCQ | Mechanical Equipment
CAT | MCQ | Mechanical Equipment
CAT | MCQ | Mechanical Equipment
CAT | MCQ | Mechanical Equipment
CAT | MCQ | Mechanical Equipment
CAT | MCQ | Mechanical Equipment
CAT | MCQ | Mechanical Equipment
CAT | MCQ | Mechanical Equipment
CAT | MCQ | Mechanical Equipment
CAT | MCQ | Mechanical Equipment
CAT | MCQ | Mechanical Equipment
CAT | MCQ | Mechanical Equipment
CAT | MCQ | Mechanical Equipment
CAT | MCQ | Mechanical Equipment
CAT | MCQ | Mechanical Equipment
CAT | MCQ | Mechanical Equipment
CAT | MCQ | Mechanical Equipment
CAT | MCQ | Mechanical Equipment
CAT | MCQ | Mechanical Equipment
CAT | MCQ | Mechanical Equipment
CAT | MCQ | Mechanical Equipment
CAT | MCQ | Mechanical Equipment
CAT | MCQ | Mechanical Equipment
CAT | MCQ | Mechanical Equipment
CAT | MCQ | Mechanical Equipment
CAT | MCQ | Mechanical Equipment
CAT | MCQ | Mechanical Equipment
CAT | MCQ | Mechanical Equipment
CAT | MCQ | Mechanical Equipment
CAT | MCQ | Mechanical Equipment
CAT | MCQ | Mechanical Equipment
CAT | MCQ | Mechanical Equipment
CAT | MCQ | Mechanical Equipment
CAT | MCQ | Mechanical Equipment
CAT | MCQ | Mechanical Equipment
CAT | MCQ | Mechanical Equipment
CAT | MCQ | Mechanical Equipment
CAT | MCQ | Mechanical Equipment
CAT | MCQ | Mechanical Equipment
CAT | MCQ | Mechanical Equipment
CAT | MCQ | Mechanical Equipment
CAT | MCQ | Mechanical Equipment
CAT | MCQ | Mechanical Equipment
CAT | MCQ | Mechanical Equipment
CAT | MCQ | Mechanical Equipment
CAT | MCQ | Mechanical Equipment
CAT | MCQ | Mechanical Equipment
CAT | MCQ | Mechanical Equipment
CAT | MCQ | Mechanical Equipment
CAT | MCQ | Mechanical Equipment
CAT | MCQ | Mechanical Equipment
CAT | MCQ | Mechanical Equipment
CAT | MCQ | Mechanical Equipment
CAT | MCQ | Mechanical Equipment
CAT | MCQ | Mechanical Equipment
CAT | MCQ | Mechanical Equipment
CAT | MCQ | Mechanical Equipment
CAT | MCQ | Mechanical Equipment
CAT | MCQ | Mechanical Equipment
CAT | MCQ | Mechanical Equipment
CAT | MCQ | Mechanical Equipment
CAT | MCQ | Mechanical Equipment
CAT | MCQ | Mechanical Equipment
CAT | MCR | Crane
CAT | MCT | Centrifuge
CAT | MDE | Deodorizer
CAT | MDE | Deodorizer
CAT | MDH | Dehumidifier
CAT | MEF | Mechanical Fasteners
CAT | MEL | Eliminator
CAT | MEN | Engine
CAT | MET | Electric Meter
CAT | MFA | Flame Arrester Unit
CAT | MFE | Feeder
CAT | MFI | Filter
CAT | MHA | Heater
CAT | MHC | Manhole/Valve Cover
CAT | MHE | Heat Exchanger
CAT | MHO | Hoist
CAT | MHP | Hooks
CAT | MLA | Lifting Appliance
CAT | MLA | Lifting Appliance
CAT | MLA | Lifting Appliance
CAT | MLA | Lifting Appliance
CAT | MLA | Lifting Appliance
CAT | MMB | Membrane Bioreactor
CAT | MMF | Membrane Filter Press
CAT | MMI | Mixer
CAT | MMI | Mixer
CAT | MPA | Pipe Accessory
CAT | MPA | Pipe Accessory
CAT | MPA | Pipe Accessory
CAT | MPE | Penstock
CAT | MPE | Penstock
CAT | MPE | Penstock
CAT | MPF | Pipe Fitting
CAT | MPF | Pipe Fitting
CAT | MPF | Pipe Fitting
CAT | MPF | Pipe Fitting
CAT | MPF | Pipe Fitting
CAT | MPI | Pipe
CAT | MPS | Monolithic Stairs, Precast Stairs
CAT | MPU | Pump
CAT | MPU | Pump
CAT | MPU | Pump
CAT | MPU | Pump
CAT | MPU | Pump
CAT | MPU | Pump
CAT | MPV | Pressure Vessel
CAT | MSC | Screen
CAT | MSC | Screen
CAT | MSE | Solar Collector
CAT | MSF | Marine Structure Foundation Model
CAT | MSF | Marine Structure Foundation Model
CAT | MSF | Marine Structure Foundation Model
CAT | MSF | Marine Structure Foundation Model
CAT | MSF | Marine Structure Foundation Model
CAT | MSF | Marine Structure Foundation Model
CAT | MSF | Marine Structure Foundation Model
CAT | MSF | Marine Structure Foundation Model
CAT | MSF | Marine Structure Foundation Model
CAT | MSG | Sludge Grinder
CAT | MSK | Skip
CAT | MSL | Stoplog
CAT | MSO | Marine Structure Model
CAT | MSO | Marine Structure Model
CAT | MSO | Marine Structure Model
CAT | MSO | Marine Structure Model
CAT | MSO | Marine Structure Model
CAT | MSO | Marine Structure Model
CAT | MSO | Marine Structure Model
CAT | MSO | Marine Structure Model
CAT | MSO | Marine Structure Model
CAT | MSO | Marine Structure Model
CAT | MSO | Marine Structure Model
CAT | MSO | Marine Structure Model
CAT | MSO | Marine Structure Model
CAT | MSO | Marine Structure Model
CAT | MSO | Marine Structure Model
CAT | MSO | Marine Structure Model
CAT | MSO | Marine Structure Model
CAT | MSO | Marine Structure Model
CAT | MSO | Marine Structure Model
CAT | MSO | Marine Structure Model
CAT | MSO | Scum Collector
CAT | MSR | Scraper
CAT | MST | Stirrer
CAT | MSU | Scrubber
CAT | MTA | Tank
CAT | MTA | Tank
CAT | MTA | Tank
CAT | MTL | Manhole Telephone
CAT | MTM | Manhole, Terminal Manhole
CAT | MUI | Universal I-Beam
CAT | MVA | Valve
CAT | MVA | Valve
CAT | MVA | Valve
CAT | MVA | Valve
CAT | MVA | Valve
CAT | MVA | Valve
CAT | MVA | Valve
CAT | MVA | Valve
CAT | MVA | Valve
CAT | MVA | Valve
CAT | MVA | Valve
CAT | MVA | Valve
CAT | NCD | Nurse Call Devices
CAT | NCD | Nurse Call Devices
CAT | NCD | Nurse Call Devices
CAT | NCD | Nurse Call Devices
CAT | NCD | Nurse Call Devices
CAT | NCD | Nurse Call Devices
CAT | NRV | Non-return Valve
CAT | NSB | Noise Barrier
CAT | NSL | Natural Slope
CAT | NUL | Nullah
CAT | OWM | Other Water Supply Main
CAT | PAA | Portable Hand-operated Approved Appliance
CAT | PAN | Panel Board, Motor Control Centre
CAT | PAR | Pipe Adapter
CAT | PAV | Pavement (Carriageway, Footpath, Cycle Track)
CAT | PBS | Precast Bridge Segment
CAT | PCG | Pipe Coupling
CAT | PCM | Precast Modules
CAT | PCO | Communication Pit and Duct
CAT | PCP | Pipe Cap/Blank Flange
CAT | PCR | Personal Computer Equipment
CAT | PEJ | Pipe Expansion Joint
CAT | PEW | Pipe Elbow/Gusseted Bend
CAT | PEW | Pipe Elbow/Gusseted Bend
CAT | PEW | Pipe Elbow/Gusseted Bend
CAT | PFE | Pipe Flange
CAT | PFT | Pipe Fitting
CAT | PFT | Pipe Fitting
CAT | PFT | Pipe Fitting
CAT | PFT | Pipe Fitting
CAT | PFT | Pipe Fitting
CAT | PFT | Pipe Fitting
CAT | PIB | Pillar Box
CAT | PIR | Bridge Column/Pier
CAT | PIS | Pipe Insulations
CAT | PIT | Sump or Sewage Pit
CAT | PLM | Plumbing Fixtures
CAT | PLM | Plumbing Fixtures
CAT | PLM | Plumbing Fixtures
CAT | PLM | Plumbing Fixtures
CAT | PLM | Plumbing Fixtures
CAT | PLM | Plumbing Fixtures
CAT | PLM | Plumbing Fixtures
CAT | PLM | Plumbing Fixtures
CAT | PLM | Plumbing Fixtures
CAT | PLM | Plumbing Fixtures
CAT | PLM | Plumbing Fixtures
CAT | PLM | Plumbing Fixtures
CAT | PLM | Plumbing Fixtures
CAT | PLM | Plumbing Fixtures
CAT | PLM | Plumbing Fixtures
CAT | PLM | Plumbing Fixtures
CAT | PLM | Plumbing Fixtures
CAT | PLM | Plumbing Fixtures
CAT | PLM | Plumbing Fixtures
CAT | PLM | Plumbing Fixtures
CAT | PLM | Plumbing Fixtures
CAT | PLM | Plumbing Fixtures
CAT | PLM | Plumbing Fixtures
CAT | PLM | Plumbing Fixtures
CAT | PLM | Plumbing Fixtures
CAT | PLM | Plumbing Fixtures
CAT | PLM | Plumbing Fixtures
CAT | PLM | Plumbing Fixtures
CAT | PLM | Plumbing Fixtures
CAT | PLM | Plumbing Fixtures
CAT | PLM | Plumbing Fixtures
CAT | PLM | Plumbing Fixtures
CAT | PLM | Plumbing Fixtures
CAT | PLM | Plumbing Fixtures
CAT | PLM | Plumbing Fixtures
CAT | PLM | Plumbing Fixtures
CAT | PLM | Plumbing Fixtures
CAT | PLM | Plumbing Fixtures
CAT | PLM | Plumbing Fixtures
CAT | PLM | Plumbing Fixtures
CAT | PLM | Plumbing Fixtures
CAT | PLM | Plumbing Fixtures
CAT | PLM | Plumbing Fixtures
CAT | PLM | Plumbing Fixtures
CAT | PLM | Plumbing Fixtures
CAT | PLM | Plumbing Fixtures
CAT | PLM | Plumbing Fixtures
CAT | PLM | Plumbing Fixtures
CAT | PLM | Plumbing Fixtures
CAT | PLM | Plumbing Fixtures
CAT | PLM | Plumbing Fixtures
CAT | PLM | Plumbing Fixtures
CAT | PLM | Plumbing Fixtures
CAT | PLM | Plumbing Fixtures
CAT | PLM | Plumbing Fixtures
CAT | PLM | Plumbing Fixtures
CAT | PLM | Plumbing Fixtures
CAT | PLM | Plumbing Fixtures
CAT | PLM | Plumbing Fixtures
CAT | PLM | Plumbing Fixtures
CAT | PLM | Plumbing Fixtures
CAT | PLM | Plumbing Fixtures
CAT | PLM | Plumbing Fixtures
CAT | PLM | Plumbing Fixtures
CAT | PLT | Planting
CAT | PLT | Planting
CAT | PLT | Planting
CAT | PLT | Planting
CAT | PLT | Planting
CAT | PLT | Planting
CAT | PLT | Planting
CAT | PMP | Pump
CAT | PPA | Pipe Accessories
CAT | PPA | Pipe Accessories
CAT | PPA | Pipe Accessories
CAT | PPA | Pipe Accessories
CAT | PPA | Pipe Accessories
CAT | PPA | Pipe Accessories
CAT | PPA | Pipe Accessories
CAT | PPA | Pipe Accessories
CAT | PPA | Pipe Accessories
CAT | PPA | Pipe Accessories
CAT | PPA | Pipe Accessories
CAT | PPA | Pipe Accessories
CAT | PPA | Pipe Accessories
CAT | PPA | Pipe Accessories
CAT | PPA | Pipe Accessories
CAT | PPA | Pipe Accessories
CAT | PPA | Pipe Accessories
CAT | PPA | Pipe Accessories
CAT | PPA | Pipe Accessories
CAT | PPA | Pipe Accessories
CAT | PPA | Pipe Accessories
CAT | PPA | Pipe Accessories
CAT | PPA | Pipe Accessories
CAT | PPA | Pipe Accessories
CAT | PPA | Pipe Accessories
CAT | PPA | Pipe Accessories
CAT | PPA | Pipe Accessories
CAT | PPA | Pipe Accessories
CAT | PPA | Pipe Accessories
CAT | PPA | Pipe Accessories
CAT | PPA | Pipe Accessories
CAT | PPA | Pipe Accessories
CAT | PPA | Pipe Accessories
CAT | PPA | Pipe Accessories
CAT | PPA | Pipe Accessories
CAT | PPA | Pipe Accessories
CAT | PPA | Pipe Accessories
CAT | PPA | Pipe Accessories
CAT | PPA | Pipe Accessories
CAT | PPA | Pipe Accessories
CAT | PPA | Pipe Accessories
CAT | PPA | Pipe Accessories
CAT | PPA | Pipe Accessories
CAT | PPA | Pipe Accessories
CAT | PPA | Pipe Accessories
CAT | PPA | Pipe Accessories
CAT | PPA | Pipe Accessories
CAT | PPA | Pipe Accessories
CAT | PPA | Pipe Accessories
CAT | PPA | Pipe Accessories
CAT | PPA | Pipe Accessories
CAT | PPA | Pipe Accessories
CAT | PPA | Pipe Accessories
CAT | PPE | Pipes
CAT | PPE | Pipes
CAT | PPE | Pipes
CAT | PPE | Pipes
CAT | PPE | Pipes
CAT | PPE | Pipes
CAT | PPE | Pipes
CAT | PPE | Pipes
CAT | PPE | Pipes
CAT | PPE | Pipes
CAT | PPE | Pipes
CAT | PPE | Pipes
CAT | PPE | Pipes
CAT | PPF | Pipe Fittings
CAT | PPF | Pipe Fittings
CAT | PPF | Pipe Fittings
CAT | PPF | Pipe Fittings
CAT | PPF | Pipe Fittings
CAT | PPF | Pipe Fittings
CAT | PPF | Pipe Fittings
CAT | PPF | Pipe Fittings
CAT | PPF | Pipe Fittings
CAT | PPF | Pipe Fittings
CAT | PPF | Pipe Fittings
CAT | PPF | Pipe Fittings
CAT | PPF | Pipe Fittings
CAT | PPF | Pipe Fittings
CAT | PPF | Pipe Fittings
CAT | PPF | Pipe Fittings
CAT | PPF | Pipe Fittings
CAT | PPF | Pipe Fittings
CAT | PPF | Pipe Fittings
CAT | PPF | Pipe Fittings
CAT | PPF | Pipe Fittings
CAT | PPF | Pipe Fittings
CAT | PPF | Pipe Fittings
CAT | PPF | Pipe Fittings
CAT | PPF | Pipe Fittings
CAT | PPF | Pipe Fittings
CAT | PPF | Pipe Fittings
CAT | PPF | Pipe Fittings
CAT | PPF | Pipe Fittings
CAT | PPF | Pipe Fittings
CAT | PPF | Pipe Fittings
CAT | PPF | Pipe Fittings
CAT | PPF | Pipe Fittings
CAT | PPF | Pipe Fittings
CAT | PPF | Pipe Fittings
CAT | PPF | Pipe Fittings
CAT | PPF | Pipe Fittings
CAT | PPF | Pipe Fittings
CAT | PPF | Pipe Fittings
CAT | PPF | Pipe Fittings
CAT | PPF | Pipe Fittings
CAT | PPF | Pipe Fittings
CAT | PPF | Pipe Fittings
CAT | PPF | Pipe Fittings
CAT | PPF | Pipe Fittings
CAT | PPF | Pipe Fittings
CAT | PPF | Pipe Fittings
CAT | PPF | Pipe Fittings
CAT | PPF | Pipe Fittings
CAT | PPF | Pipe Fittings
CAT | PPF | Pipe Fittings
CAT | PPF | Pipe Fittings
CAT | PPF | Pipe Fittings
CAT | PPF | Pipe Fittings
CAT | PPF | Pipe Fittings
CAT | PPF | Pipe Fittings
CAT | PPF | Pipe Fittings
CAT | PPF | Pipe Fittings
CAT | PPF | Pipe Fittings
CAT | PPF | Pipe Fittings
CAT | PPF | Pipe Fittings
CAT | PPF | Pipe Fittings
CAT | PPF | Pipe Fittings
CAT | PPF | Pipe Fittings
CAT | PPF | Pipe Fittings
CAT | PPF | Pipe Fittings
CAT | PPF | Pipe Fittings
CAT | PPF | Pipe Fittings
CAT | PPF | Pipe Fittings
CAT | PPF | Pipe Fittings
CAT | PPF | Pipe Fittings
CAT | PPF | Pipe Fittings
CAT | PPF | Pipe Fittings
CAT | PPF | Pipe Fittings
CAT | PPF | Pipe Fittings
CAT | PPF | Pipe Fittings
CAT | PPF | Pipe Fittings
CAT | PPF | Pipe Fittings
CAT | PPF | Pipe Fittings
CAT | PPF | Pipe Fittings
CAT | PPF | Pipe Fittings
CAT | PPF | Pipe Fittings
CAT | PPF | Pipe Fittings
CAT | PPF | Pipe Fittings
CAT | PPF | Pipe Fittings
CAT | PPF | Pipe Fittings
CAT | PPF | Pipe Fittings
CAT | PPF | Pipe Fittings
CAT | PPF | Pipe Fittings
CAT | PPF | Pipe Fittings
CAT | PPF | Pipe Fittings
CAT | PPF | Pipe Fittings
CAT | PPF | Pipe Fittings
CAT | PPF | Pipe Fittings
CAT | PPF | Pipe Fittings
CAT | PPF | Pipe Fittings
CAT | PPF | Pipe Fittings
CAT | PPF | Pipe Fittings
CAT | PPF | Pipe Fittings
CAT | PPF | Pipe Fittings
CAT | PPF | Pipe Fittings
CAT | PPF | Pipe Fittings
CAT | PPF | Pipe Fittings
CAT | PPF | Pipe Fittings
CAT | PPL | Pipe Placeholders
CAT | PPS | Piping Systems
CAT | PPS | Piping Systems
CAT | PPS | Piping Systems
CAT | PPS | Piping Systems
CAT | PPS | Piping Systems
CAT | PPS | Piping Systems
CAT | PPS | Piping Systems
CAT | PPS | Piping Systems
CAT | PPS | Piping Systems
CAT | PPS | Piping Systems
CAT | PPS | Piping Systems
CAT | PPS | Piping Systems
CAT | PPS | Piping Systems
CAT | PRF | Profiles
CAT | PRF | Profiles
CAT | PRF | Profiles
CAT | PRK | Carpark
CAT | PRK | Carpark
CAT | PRK | Carpark
CAT | PRK | Carpark
CAT | PRK | Carpark
CAT | PRK | Carpark
CAT | PRK | Carpark
CAT | PRK | Carpark
CAT | PRK | Carpark
CAT | PRK | Carpark
CAT | PRK | Parking
CAT | PRV | Pressure Reducing Valve
CAT | PST | Pipe Support, Saddle
CAT | PST | Pipe Support, Saddle
CAT | PTE | Telecommunication Pit and Duct
CAT | PTR | Planter
CAT | PTT | Pipe Trough, Pipe Tunnel/Culvert
CAT | PUE | Plumbing Equipment
CAT | PUP | Pump
CAT | PVL | Pressure Vessel
CAT | RAD | Roads
CAT | RAD | Roads
CAT | RAD | Roads
CAT | RAL | Railings
CAT | RAL | Railings
CAT | RAL | Railings
CAT | RAL | Railings
CAT | RAL | Railings
CAT | RAL | Railings
CAT | RAL | Railings
CAT | RAL | Railings
CAT | RAL | Railings
CAT | RAP | Ramps
CAT | RBA | Profile Barrier, Parapet, Kerb, Traffic Island
CAT | RBF | Crash Barriers
CAT | RCT | Cycle Track
CAT | RCT | Cycle Track
CAT | RCT | Cycle Track
CAT | RCU | Refrigerant Condensing Units
CAT | RCW | Carriageway
CAT | RCW | Carriageway
CAT | RCW | Carriageway
CAT | RCW | Carriageway
CAT | RCW | Carriageway
CAT | REB | Rebar
CAT | RET | Retaining Wall
CAT | RFW | Footway
CAT | RFW | Footway
CAT | RFW | Footway
CAT | RIO | Traffic Island – Other
CAT | RIO | Traffic Island – Other
CAT | RIR | Traffic Island – Refuge Island
CAT | RIR | Traffic Island – Refuge Island
CAT | RIR | Traffic Island – Refuge Island
CAT | RKB | Kerbs
CAT | RKB | Kerbs
CAT | RKB | Kerbs
CAT | RKB | Kerbs
CAT | RMG | Road Markings
CAT | RMK | Road Marking
CAT | RMK | Road Marking
CAT | RMK | Road Marking
CAT | RMK | Road Marking
CAT | ROF | Roofs
CAT | ROF | Roofs
CAT | ROF | Roofs
CAT | RRI | Run-in
CAT | RRI | Run-in
CAT | RRJ | Road Joint
CAT | RRJ | Road Joint
CAT | RRJ | Road Joint
CAT | RRJ | Road Joint
CAT | RRJ | Road Joint
CAT | RSB | Side / Back Lane
CAT | RSB | Side / Back Lane
CAT | RSB | Side / Back Lane
CAT | RSB | Side / Back Lane
CAT | RSP | Rigid Sheets, Slabs, Plates
CAT | RSP | Rigid Sheets, Slabs, Plates
CAT | RSP | Rigid Sheets, Slabs, Plates
CAT | RTH | Other
CAT | RTH | Other
CAT | RTH | Other
CAT | RVT | Roof Ventilator
CAT | RWC | Surface Channel, Slot Channel, External Drainage
CAT | RWM | Raw Water Main
CAT | RWO | Rainwater Outlet
CAT | RWP | Rainwater, Storm Water Pipe, Storm Drain
CAT | SAC | Split System Air Conditioning Unit
CAT | SAD | Supply Air Duct
CAT | SAW | Waste Water French Drains (Soakaways)
CAT | SBD | Seabed
CAT | SBH | Chamber
CAT | SBH | Chamber
CAT | SBH | Chamber
CAT | SBH | Chamber
CAT | SBH | Chamber
CAT | SBH | Chamber
CAT | SBH | Chamber
CAT | SBH | Chamber
CAT | SBH | Chamber
CAT | SBP | Box Culvert
CAT | SBR | Barrier
CAT | SBS | Sheets, Boards, and Slabs (including Anti-burglar Gratings)
CAT | SCA | SCADA System Senor, Control Panels
CAT | SCD | Security Devices
CAT | SCD | Security Devices
CAT | SCD | Security Devices
CAT | SCD | Security Devices
CAT | SCD | Security Devices
CAT | SCD | Security Devices
CAT | SCD | Security Devices
CAT | SCD | Security Devices
CAT | SCD | Security Devices
CAT | SCH | Catchpit
CAT | SCH | Catchpit
CAT | SCL | Structural Columns
CAT | SCL | Structural Columns
CAT | SCL | Structural Columns
CAT | SCL | Structural Columns
CAT | SCL | Structural Columns
CAT | SCL | Structural Columns
CAT | SCL | Structural Columns
CAT | SCL | Structural Columns
CAT | SCL | Structural Columns
CAT | SCL | Structural Columns
CAT | SCL | Structural Columns
CAT | SCL | Structural Columns
CAT | SCL | Structural Columns
CAT | SCL | Structural Columns
CAT | SCL | Concrete Structural Column, Steel Structural Column, Post
CAT | SCL | Concrete Structural Column, Steel Structural Column, Post
CAT | SCN | Structural Connections
CAT | SCN | Structural Connections
CAT | SCN | Structural Connections
CAT | SCN | Structural Connections
CAT | SDH | Dry Weather Flow Interceptor
CAT | SDP | Decked Nullah
CAT | SDR | Smoke Detector
CAT | SEA | Seawall
CAT | SED | Smoke Extraction System
CAT | SFB | Foundation (Tie/Ground Beam)
CAT | SFD | Structural Foundations
CAT | SFD | Structural Foundations
CAT | SFD | Structural Foundations
CAT | SFD | Structural Foundations
CAT | SFD | Structural Foundations
CAT | SFD | Structural Foundations
CAT | SFD | Structural Foundations
CAT | SFD | Structural Foundations
CAT | SFD | Structural Foundations
CAT | SFD | Structural Foundations
CAT | SFD | Structural Foundations
CAT | SFD | Structural Foundations
CAT | SFD | Structural Foundations
CAT | SFD | Structural Foundations
CAT | SFD | Structural Foundations
CAT | SFD | Structural Foundations
CAT | SFD | Structural Foundations
CAT | SFF | Foundation (Footing)
CAT | SFH | Street Fire Hydrant System
CAT | SFM | Structural Framing
CAT | SFM | Structural Framing
CAT | SFM | Structural Framing
CAT | SFM | Structural Framing
CAT | SFM | Structural Framing
CAT | SFM | Structural Framing
CAT | SFM | Structural Framing
CAT | SFM | Structural Framing
CAT | SFM | Structural Framing
CAT | SFM | Structural Framing
CAT | SFM | Structural Framing
CAT | SFM | Structural Framing
CAT | SFM | Structural Framing
CAT | SFM | Structural Framing
CAT | SFM | Structural Framing
CAT | SFM | Structural Framing
CAT | SFO | Foundation (Pile,Pile Cap)
CAT | SFO | Foundation (Pile,Pile Cap)
CAT | SGC | Grated Cover
CAT | SGN | Signage
CAT | SGR | Switchgear
CAT | SGU | Gully
CAT | SHD | Fire Detection System, Heat or Smoke Detectors
CAT | SIG | Signage
CAT | SIH | Inlet
CAT | SIT | Marine Civil Model
CAT | SIT | Marine Civil Model
CAT | SIT | Marine Civil Model
CAT | SIT | Marine Civil Model
CAT | SIT | Marine Civil Model
CAT | SIT | Marine Civil Model
CAT | SIT | Marine Civil Model
CAT | SIT | Marine Civil Model
CAT | SIT | Marine Civil Model
CAT | SIT | Marine Civil Model
CAT | SIT | Marine Civil Model
CAT | SIT | Marine Civil Model
CAT | SIT | Marine Civil Model
CAT | SIT | Marine Civil Model
CAT | SKT | Skirting
CAT | SKY | Skylight
CAT | SLA | Floor, Slab
CAT | SLH | Terminal Manhole
CAT | SLH | Terminal Manhole
CAT | SLH | Terminal Manhole
CAT | SLH | Terminal Manhole
CAT | SLH | Terminal Manhole
CAT | SLP | Steel Parapet
CAT | SMC | Manhole Cover
CAT | SMC | Manhole Cover
CAT | SMC | Manhole Cover
CAT | SMC | Manhole Cover
CAT | SMC | Manhole Cover
CAT | SMC | Storm water manhole Cover
CAT | SMC | Storm water manhole Cover
CAT | SMC | Storm water manhole Cover
CAT | SMC | Storm water manhole Cover
CAT | SMC | Storm water manhole Cover
CAT | SMH | Manhole
CAT | SMH | Manhole
CAT | SMH | Manhole
CAT | SMH | Manhole
CAT | SMH | Manhole
CAT | SMH | Manhole
CAT | SMH | Manhole
CAT | SMH | Manhole
CAT | SMH | Manhole
CAT | SMH | Manhole
CAT | SMH | Manhole
CAT | SMH | Manhole
CAT | SMH | Manhole
CAT | SMH | Manhole
CAT | SMH | Manhole
CAT | SMH | Manhole
CAT | SMH | Manhole
CAT | SMH | Manhole
CAT | SMH | Manhole
CAT | SMH | Manhole
CAT | SMH | Manhole
CAT | SMH | Manhole
CAT | SMH | Manhole
CAT | SMH | Manhole
CAT | SMH | Manhole
CAT | SMH | Stormwater Manhole
CAT | SMP | Submersible Sump Pump
CAT | SMR | Ramp, Roof
CAT | SMV | Smoke Vent
CAT | SNF | Outlet
CAT | SNK | Sink, Washbasin
CAT | SNP | Nullah
CAT | SNR | Strainers
CAT | SPA | Room Space, Corridor, Plant & Equipment Room
CAT | SPD | Sprinkler Head
CAT | SPH | Sand Trap
CAT | SPP | Sprinkler Pump
CAT | SPQ | Specialty Equipment
CAT | SPQ | Specialty Equipment
CAT | SPQ | Specialty Equipment
CAT | SPQ | Specialty Equipment
CAT | SPQ | Specialty Equipment
CAT | SPQ | Specialty Equipment
CAT | SPQ | Specialty Equipment
CAT | SPQ | Specialty Equipment
CAT | SPQ | Specialty Equipment
CAT | SPQ | Specialty Equipment
CAT | SPQ | Specialty Equipment
CAT | SPQ | Specialty Equipment
CAT | SPQ | Specialty Equipment
CAT | SPQ | Specialty Equipment
CAT | SPQ | Specialty Equipment
CAT | SPQ | Specialty Equipment
CAT | SPQ | Specialty Equipment
CAT | SPQ | Specialty Equipment
CAT | SPQ | Specialty Equipment
CAT | SPQ | Specialty Equipment
CAT | SPQ | Specialty Equipment
CAT | SPQ | Specialty Equipment
CAT | SPQ | Specialty Equipment
CAT | SPQ | Specialty Equipment
CAT | SPQ | Specialty Equipment
CAT | SPQ | Specialty Equipment
CAT | SPQ | Specialty Equipment
CAT | SPQ | Specialty Equipment
CAT | SPQ | Specialty Equipment
CAT | SPQ | Specialty Equipment
CAT | SPQ | Specialty Equipment
CAT | SPQ | Specialty Equipment
CAT | SPQ | Specialty Equipment
CAT | SPQ | Specialty Equipment
CAT | SPQ | Specialty Equipment
CAT | SPQ | Specialty Equipment
CAT | SPQ | Specialty Equipment
CAT | SPQ | Specialty Equipment
CAT | SPQ | Specialty Equipment
CAT | SPQ | Specialty Equipment
CAT | SPQ | Specialty Equipment
CAT | SPQ | Specialty Equipment
CAT | SPQ | Specialty Equipment
CAT | SPQ | Specialty Equipment
CAT | SPQ | Specialty Equipment
CAT | SPQ | Specialty Equipment
CAT | SPQ | Specialty Equipment
CAT | SPQ | Specialty Equipment
CAT | SPQ | Specialty Equipment
CAT | SPQ | Specialty Equipment
CAT | SPR | Sprinkler Pipe Work
CAT | SPT | Sprinkler Supply Tank
CAT | SPV | Sprinkler Valve and Flow Switch
CAT | SRB | Structural Rebar Shapes
CAT | SRC | Structural Rebar Couplers
CAT | SRK | Sprinklers
CAT | SRK | Sprinklers
CAT | SRK | Sprinklers
CAT | SRM | Rising Main
CAT | SRS | HyD Registered Slope
CAT | SRS | HyD Registered Slope
CAT | SRS | HyD Registered Slope
CAT | SRS | HyD Registered Slope
CAT | SRS | HyD Registered Slope
CAT | SRS | HyD Registered Slope
CAT | SRS | HyD Registered Slope
CAT | SRS | HyD Registered Slope
CAT | SRS | HyD Registered Slope
CAT | SRS | HyD Registered Slope
CAT | SRS | HyD Registered Slope
CAT | SRW | Retaining Wall
CAT | SSD | Salt Watermain
CAT | SSH | Special Manhole
CAT | SSH | Special Manhole
CAT | SSH | Special Manhole
CAT | SSP | Stepped channel
CAT | SSP | Stepped Channel
CAT | SSR | Structural Steel Roof
CAT | SSS | Secure Storage Structures and Products
CAT | STA | Stairs
CAT | STB | Steel Bridge Segment
CAT | STC | Service Trench for Fuel Pipe of Generator System
CAT | STE | Site
CAT | STE | Site
CAT | STE | Site
CAT | STE | Site
CAT | STE | Site
CAT | STE | Site
CAT | STE | Site
CAT | STE | Site
CAT | STE | Site
CAT | STE | Site
CAT | STE | Site
CAT | STE | Site
CAT | STE | Site
CAT | STE | Site
CAT | STE | Site
CAT | STE | Site
CAT | STE | Site
CAT | STE | Site
CAT | STE | Site
CAT | STE | Site
CAT | STE | Site
CAT | STE | Site
CAT | STE | Site
CAT | STE | Site
CAT | STE | Site
CAT | STE | Site
CAT | STE | Site
CAT | STE | Site
CAT | STE | Site
CAT | STE | Site
CAT | STE | Site
CAT | STE | Site
CAT | STE | Site
CAT | STE | Site
CAT | STE | Site
CAT | STE | Site
CAT | STE | Site
CAT | STE | Site
CAT | STE | Site
CAT | STE | Site
CAT | STE | Site
CAT | STE | Site
CAT | STE | Site
CAT | STE | Site
CAT | STE | Site
CAT | STE | Site
CAT | STE | Site
CAT | STE | Site
CAT | STE | Site
CAT | STE | Site
CAT | STE | Site
CAT | STE | Site
CAT | STE | Site
CAT | STE | Site
CAT | STE | Site
CAT | STE | Site
CAT | STE | Site
CAT | STE | Site
CAT | STE | Site
CAT | STE | Site
CAT | STE | Site
CAT | STE | Site
CAT | STF | Structural Stiffeners
CAT | STP | Tunnel
CAT | STP | Stormwater Drainage Tunnel
CAT | STR | Structural Trusses
CAT | STR | Structural Trusses
CAT | STR | Structural Trusses
CAT | STR | Structural Trusses
CAT | STR | Structural Trusses
CAT | STR | Structural Trusses
CAT | STR | Structural Trusses
CAT | STR | Structural Trusses
CAT | STR | Structural Trusses
CAT | STR | Structural Trusses
CAT | STR | Structural Trusses
CAT | STR | Structural Trusses
CAT | STR | Structural Trusses
CAT | STR | Structural Trusses
CAT | STR | Structural Trusses
CAT | STS | Structural Steel Wall
CAT | STT | Septic Tanks
CAT | SUM | Gully Sump
CAT | SUM | Gully Sump
CAT | SUM | Gully Sump
CAT | SUP | U-channel
CAT | SUP | U-Channel
CAT | SUR | Massing Model of Adjacent Areas or Surrounding Buildings
CAT | SUS | HyD Unregistered Slope
CAT | SUS | HyD Unregistered Slope
CAT | SUS | HyD Unregistered Slope
CAT | SUS | HyD Unregistered Slope
CAT | SUS | HyD Unregistered Slope
CAT | SUS | HyD Unregistered Slope
CAT | SUS | HyD Unregistered Slope
CAT | SUS | HyD Unregistered Slope
CAT | SWD | Pipe
CAT | SWD | Stormwater Pipe
CAT | SWE | Weir
CAT | SWL | Structural Wall
CAT | SWP | Sewerage Pipe, Foul Sewer Drain
CAT | SWT | Outlet, Panel, Wall Switch, Circuiting to Device, Security Device, Card Access and“Plug Mould”(Socket Point), Lighting Switch, Power Socket
CAT | TAD | Transfer Air Duct
CAT | TAP | Tap, Faucet
CAT | TBK | Thrust Block, Bend Block, Concrete Surround, etc.
CAT | TBK | Thrust Block, Bend Block, Concrete Surround, etc.
CAT | TBR | Bridge
CAT | TBR | Bridge
CAT | TBR | Bridge
CAT | TBR | Bridge
CAT | TBR | Bridge
CAT | TBR | Bridge
CAT | TBR | Bridge
CAT | TBR | Bridge
CAT | TBR | Bridge
CAT | TBR | Bridge
CAT | TBR | Bridge
CAT | TBR | Bridge
CAT | TBR | Bridge
CAT | TBR | Bridge
CAT | TBR | Bridge
CAT | TBR | Bridge
CAT | TBR | Bridge
CAT | TBR | Bridge
CAT | TBS | Beam
CAT | TBS | Beam
CAT | TCO | Column
CAT | TCU | Culvert
CAT | TCU | Culvert
CAT | TCU | Culvert
CAT | TCU | Culvert
CAT | TCU | Culvert
CAT | TCU | Culvert
CAT | TCU | Culvert
CAT | TCU | Culvert
CAT | TCU | Culvert
CAT | TCU | Culvert
CAT | TCU | Culvert
CAT | TCU | Culvert
CAT | TCU | Culvert
CAT | TCW | Cover to Walkway
CAT | TCW | Cover to Walkway
CAT | TCW | Cover to Walkway
CAT | TCW | Cover to Walkway
CAT | TCW | Cover to Walkway
CAT | TCW | Cover to Walkway
CAT | TCW | Cover to Walkway
CAT | TCW | Cover to Walkway
CAT | TCW | Cover to Walkway
CAT | TDN | Deck of Nullah
CAT | TDN | Deck of Nullah
CAT | TDN | Deck of Nullah
CAT | TDN | Deck of Nullah
CAT | TDN | Deck of Nullah
CAT | TDN | Deck of Nullah
CAT | TDN | Deck of Nullah
CAT | TDN | Deck of Nullah
CAT | TDN | Deck of Nullah
CAT | TDN | Deck of Nullah
CAT | TDN | Deck of Nullah
CAT | TDN | Deck of Nullah
CAT | TDV | Telephone Devices
CAT | TDV | Telephone Devices
CAT | TDV | Telephone Devices
CAT | TDV | Telephone Devices
CAT | TED | Telecommunication lines
CAT | TEL | Telecommunication Equipment
CAT | TES | Topography (Existing Site and Surrounding Land Use)
CAT | TFB | Footbridge
CAT | TFB | Footbridge
CAT | TFB | Footbridge
CAT | TFB | Footbridge
CAT | TFB | Footbridge
CAT | TFB | Footbridge
CAT | TFB | Footbridge
CAT | TFB | Footbridge
CAT | TFB | Footbridge
CAT | TFB | Footbridge
CAT | TFB | Footbridge
CAT | TFB | Footbridge
CAT | TFB | Footbridge
CAT | TFB | Footbridge
CAT | TFB | Footbridge
CAT | TFB | Footbridge
CAT | TFB | Footbridge
CAT | THB | Thrust Block
CAT | TIP | Tel Inspection pit
CAT | TIS | Tunnel Internal Structure
CAT | TIS | Tunnel Internal Structure
CAT | TIS | Tunnel Internal Structure
CAT | TIS | Tunnel Internal Structure
CAT | TIS | Tunnel Internal Structure
CAT | TIS | Tunnel Internal Structure
CAT | TIS | Tunnel Internal Structure
CAT | TIS | Tunnel Internal Structure
CAT | TIS | Tunnel Internal Structure
CAT | TIS | Tunnel Internal Structure
CAT | TIS | Tunnel Internal Structure
CAT | TIS | Tunnel Internal Structure
CAT | TLA | Slab
CAT | TLA | Slab
CAT | TLA | Slab
CAT | TLA | Slab
CAT | TLA | Slab
CAT | TLT | Lift Tower
CAT | TLT | Lift Tower
CAT | TLT | Lift Tower
CAT | TLT | Lift Tower
CAT | TLT | Lift Tower
CAT | TLT | Lift Tower
CAT | TLT | Lift Tower
CAT | TLT | Lift Tower
CAT | TLT | Lift Tower
CAT | TLT | Lift Tower
CAT | TLT | Lift Tower
CAT | TLT | Lift Tower
CAT | TLT | Lift Tower
CAT | TLT | Lift Tower
CAT | TLT | Lift Tower
CAT | TMG | Gravity Foul/Sewerage/Manholes/Pipes
CAT | TMH | Other Connection Point, Manhole, Inspection Pit
CAT | TMN | Tel Drawpits
CAT | TMP | Pressurised Foul/Sewerage Pipes
CAT | TMW | Temporary Work, Temporary Structure, Platforms
CAT | TNB | Noise Barrier
CAT | TNB | Noise Barrier
CAT | TNB | Noise Barrier
CAT | TNB | Noise Barrier
CAT | TNB | Noise Barrier
CAT | TNB | Noise Barrier
CAT | TNB | Noise Barrier
CAT | TNB | Noise Barrier
CAT | TNB | Noise Barrier
CAT | TNB | Noise Barrier
CAT | TNB | Noise Barrier
CAT | TNB | Noise Barrier
CAT | TNE | Noise Enclosure
CAT | TNE | Noise Enclosure
CAT | TNE | Noise Enclosure
CAT | TNE | Noise Enclosure
CAT | TNE | Noise Enclosure
CAT | TNE | Noise Enclosure
CAT | TNE | Noise Enclosure
CAT | TNE | Noise Enclosure
CAT | TNE | Noise Enclosure
CAT | TNE | Noise Enclosure
CAT | TNE | Noise Enclosure
CAT | TNE | Noise Enclosure
CAT | TNE | Noise Enclosure
CAT | TNE | Noise Enclosure
CAT | TOP | Topography
CAT | TPD | Podium
CAT | TPD | Podium
CAT | TPD | Podium
CAT | TPD | Podium
CAT | TPD | Podium
CAT | TPD | Podium
CAT | TPD | Podium
CAT | TPD | Podium
CAT | TPD | Podium
CAT | TPD | Podium
CAT | TPD | Podium
CAT | TPD | Podium
CAT | TPP | Pedestrian Parapet
CAT | TPP | Pedestrian Parapet
CAT | TPP | Pedestrian Parapet
CAT | TPP | Pedestrian Parapet
CAT | TPP | Pedestrian Parapet
CAT | TPR | Taper
CAT | TRK | Trunking, Bus Duct, Busbar, Busway
CAT | TRS | Transfer Structure (Transfer Plate,Truss)
CAT | TSB | Subway
CAT | TSB | Subway
CAT | TSB | Subway
CAT | TSB | Subway
CAT | TSB | Subway
CAT | TSB | Subway
CAT | TSB | Subway
CAT | TSB | Subway
CAT | TSB | Subway
CAT | TSB | Subway
CAT | TSB | Subway
CAT | TSB | Subway
CAT | TSB | Subway
CAT | TSF | Topography (Site Formation)
CAT | TSG | Sign Gantry
CAT | TSG | Sign Gantry
CAT | TSG | Sign Gantry
CAT | TSG | Sign Gantry
CAT | TSG | Sign Gantry
CAT | TSG | Sign Gantry
CAT | TSS | Tank Support Structures
CAT | TTE | Stair (Steps, Risers, Threads, Landings)
CAT | TTH | Other
CAT | TTH | Other
CAT | TTH | Other
CAT | TTH | Other
CAT | TTH | Other
CAT | TTH | Other
CAT | TTH | Other
CAT | TTH | Other
CAT | TTH | Other
CAT | TTH | Other
CAT | TTH | Other Structure Element
CAT | TTS | Tram Shelter
CAT | TTS | Tram Shelter
CAT | TTS | Tram Shelter
CAT | TTS | Tram Shelter
CAT | TUN | Tunnel Structure (Tunnel Box, Subway, Utilities Tunnel)
CAT | TUP | Underpass
CAT | TUP | Underpass
CAT | TUP | Underpass
CAT | TUP | Underpass
CAT | TUP | Underpass
CAT | TUP | Underpass
CAT | TUP | Underpass
CAT | TUP | Underpass
CAT | TUP | Underpass
CAT | TUP | Underpass
CAT | TUP | Underpass
CAT | TUP | Underpass
CAT | TVP | Vehicle Parapets
CAT | TVP | Vehicle Parapets
CAT | TVP | Vehicle Parapets
CAT | TVP | Vehicle Parapets
CAT | TWL | Wall
CAT | TWL | Wall
CAT | TWL | Wall
CAT | TWL | Wall
CAT | TWL | Wall
CAT | TWL | Wall
CAT | TWL | Wall
CAT | UAR | Alcove Room or Cross Passage
CAT | UCL | Concrete Lining
CAT | UCL | Concrete Lining
CAT | UCL | Concrete Lining
CAT | UCT | Underground Cable Trench for LV/HV Transformer Room/Switch Room
CAT | UCU | Compartment Underneath Road Slab
CAT | UFC | False Ceiling or Ventilation Slab
CAT | UFC | False Ceiling or Ventilation Slab
CAT | UFC | False Ceiling or Ventilation Slab
CAT | UFC | False Ceiling or Ventilation Slab
CAT | UJT | Joints (Tunnel)
CAT | UKB | Kerbside Barrier or Walkway
CAT | UMH | Manhole
CAT | UPL | Plastered Layers Type Wall Panel
CAT | UPS | Uninterrupted Power Supply (UPS) System, Switchboard, Battery
CAT | UPT | Portal Structure
CAT | UPT | Portal Structure
CAT | UTL | Telecommunication System
CAT | UVO | VE or Fibre-cement Panel
CAT | VAI | Ventilation/Air Conditioning Control System for FSD
CAT | VAR | Valve Actuator
CAT | VBA | Bridge Abutment
CAT | VBL | Bollard
CAT | VCD | Variable Control Damper
CAT | VCH | Valve Chamber/Pit,Washout Pump Pit
CAT | VCH | Valve Chamber/Pit,Washout Pump Pit
CAT | VCH | Valve Chamber/Pit,Washout Pump Pit
CAT | VFD | Foundations (Pile Cap, Mini Pile)
CAT | VLV | Valve
CAT | VNB | Noise Barrier
CAT | VNS | Natural Slope
CAT | VPA | Pavement
CAT | VPB | Precast Bridge Segment
CAT | VRD | Road
CAT | VRS | Road Signage
CAT | VRV | Variable Refrigerant Volume Unit
CAT | VSB | Steel Bridge Segment
CAT | VSN | Soil Nail
CAT | VTP | Vent Pipe
CAT | WAL | Walls
CAT | WAL | Walls
CAT | WAL | Walls
CAT | WAL | Walls
CAT | WAT | Water Storage Tank
CAT | WCS | Toilet Fixture
CAT | WDW | Windows
CAT | WDW | Windows
CAT | WDW | Windows
CAT | WDW | Windows
CAT | WDW | Windows
CAT | WDW | Windows
CAT | WDW | Windows
CAT | WDW | Windows
CAT | WDW | Windows
CAT | WDW | Windows
CAT | WDW | Windows
CAT | WDW | Windows
CAT | WDW | Windows
CAT | WDW | Windows
CAT | WDW | Windows
CAT | WDW | Windows
CAT | WDW | Windows
CAT | WDW | Windows
CAT | WDW | Windows
CAT | WDW | Windows
CAT | WMT | Water Meter
CAT | WSD | Water Pipe / Fresh watermain
CAT | WSF | Fresh Water Main
CAT | WSG | Grey Water Main
CAT | WSH | Water Storage Heater
CAT | WSM | Other Water Supply Main
CAT | WSR | Raw Water Main
CAT | WSS | Flushing Water Main
CAT | WST | Stormwater Drainage
CAT | WTS | Waterstops
CAT | WUE | Water Utility Equipment
Sub CAT | 325 | GA2-325
Sub CAT | 450 | GA1-450
Sub CAT | 2M_ | Trench not exceeding 2000 mm Wide
Sub CAT | 3PH | Three Phase Isolator
Sub CAT | 3PH | 16A 3 Phase 5 Pin Switched Socket Outlet
Sub CAT | A__ | Type A
Sub CAT | A__ | Type A
Sub CAT | ABP | Blue Colour Paint
Sub CAT | ABS | Absorptive Panel
Sub CAT | ABS | Absorptive Panel
Sub CAT | AC1 | Car-parks for Persons with a Disability
Sub CAT | AC2 | Car-parks for Persons with a Disability (Side by Side)
Sub CAT | ACC | Access Gate
Sub CAT | ACC | Air_Cooled_Chiller
Sub CAT | ACC | Air_Cooled_Chiller
Sub CAT | ACC | Air_Cooled_Chiller
Sub CAT | ACD | Air_Conditioner
Sub CAT | ACD | Air_Conditioner
Sub CAT | ACD | Air_Conditioner
Sub CAT | ACD | Air_Conditioner
Sub CAT | ACD | Air_Conditioner
Sub CAT | ACI | A.C. Circuit
Sub CAT | ACM | Car-parks for Persons with a Disability (Side by Side Yellow Hatched Markings)
Sub CAT | ACP | Fire_Alarm_Control_Panel
Sub CAT | ACT | Actuator
Sub CAT | ADT | Adjustable Telescopic Valve
Sub CAT | AFL | Air_Filter
Sub CAT | AFL | Air_Filter
Sub CAT | AFL | Air_Filter
Sub CAT | AFL | Air_Filter
Sub CAT | AGS | Anti-glare Sheet Fencing
Sub CAT | AGT | Roof Gutter
Sub CAT | AHU | Air_Handling_Unit
Sub CAT | AHU | Air_Handling_Unit
Sub CAT | AHU | Air_Handling_Unit
Sub CAT | AHU | Air_Handling_Unit
Sub CAT | AHU | Air_Handling_Unit
Sub CAT | AHU | Air_Handling_Unit
Sub CAT | AHU | Air_Handling_Unit
Sub CAT | AHU | Air_Handling_Unit
Sub CAT | AHU | Air_Handling_Unit
Sub CAT | AHU | Air_Handling_Unit
Sub CAT | AHU | Air_Handling_Unit
Sub CAT | AHU | Air_Handling_Unit
Sub CAT | AHU | Air_Handling_Unit
Sub CAT | AHU | Air_Handling_Unit
Sub CAT | AHU | Air_Handling_Unit
Sub CAT | AHU | Air_Handling_Unit
Sub CAT | AHU | Air_Handling_Unit
Sub CAT | AHU | Air_Handling_Unit
Sub CAT | AHU | Air_Handling_Unit
Sub CAT | AHU | Air_Handling_Unit
Sub CAT | AHU | Air_Handling_Unit
Sub CAT | AHU | Air_Handling_Unit
Sub CAT | AIC | Air_Compressor
Sub CAT | AIM | Addressable_Input_Module
Sub CAT | AIR | Diffuser, Register, Grill
Sub CAT | AIR | Diffuser, Register, Grill
Sub CAT | AIR | Diffuser, Register, Grill
Sub CAT | AIR | Diffuser, Register, Grill
Sub CAT | AIR | Diffuser, Register, Grill
Sub CAT | AIR | Diffuser, Register, Grill
Sub CAT | AIR | Diffuser, Register, Grill
Sub CAT | AIR | Diffuser, Register, Grill
Sub CAT | AIR | Diffuser, Register, Grill
Sub CAT | AIR | Air Release Valve
Sub CAT | AIV | Air Valve Chamber
Sub CAT | ALL | Alluvium
Sub CAT | ALR | Security_Alarm
Sub CAT | AME | Amenities Railing
Sub CAT | AMM | Ammonia Analyzer
Sub CAT | AMN | Ammonium Nitrogen Sensor
Sub CAT | AMN | Ammonium Nitrogen Transmitter
Sub CAT | AMP | Amplifier
Sub CAT | ANP | Annunciator_Panel
Sub CAT | ANT | Aeration Tank
Sub CAT | AOM | Addressable_Output_Module
Sub CAT | AOR | Abutments or Retaining Walls
Sub CAT | AOR | Abutments or Retaining Walls
Sub CAT | AOR | Abutments or Retaining Walls
Sub CAT | AOR | Abutments or Retaining Walls
Sub CAT | AOR | Abutments or Retaining Walls
Sub CAT | AOR | Abutments or Retaining Walls
Sub CAT | AOR | Abutments or Retaining Walls
Sub CAT | AOR | Abutments or Retaining Walls
Sub CAT | AOR | Abutments or Retaining Walls
Sub CAT | APP | Appliance
Sub CAT | APP | Appliance
Sub CAT | APP | Appliance
Sub CAT | APP | Appliance
Sub CAT | APP | Appliance
Sub CAT | APP | Appliance
Sub CAT | APP | Appliance
Sub CAT | APP | Appliance
Sub CAT | APP | Appliance
Sub CAT | APP | Appliance
Sub CAT | APP | Appliance
Sub CAT | APP | Appliance
Sub CAT | APP | Appliance
Sub CAT | APP | Appliance
Sub CAT | APP | Appliance
Sub CAT | APW | Alarm_Pressure_Switch
Sub CAT | ARC | Alcove Rooms/ Cross Passage (CP)
Sub CAT | ASC | Air_Scoop
Sub CAT | ASM | Asymmetric
Sub CAT | ASP | Air_Sampling_Control_Detector_Panel
Sub CAT | ASP | Air_Separator
Sub CAT | ASP | Air_Separator
Sub CAT | ASR | Auto_Strainer
Sub CAT | ASW | Abort_Switch
Sub CAT | ATC | Activated Carbon Filter
Sub CAT | AVP | Aluminium Vehicle Parapet
Sub CAT | AWN | Awning
Sub CAT | AXI | Axial Fan
Sub CAT | AYN | Non-Slip Yellow Nosing
Sub CAT | B__ | Type B
Sub CAT | B__ | Type B
Sub CAT | BAE | Terrain (Bathymetry)
Sub CAT | BAF | Backfill
Sub CAT | BAF | Baffle Wall
Sub CAT | BAL | Balancing Damper
Sub CAT | BAL | Ball Valve
Sub CAT | BAL | Baluster
Sub CAT | BAL | Baluster
Sub CAT | BAL | Baluster
Sub CAT | BAP | Terrain (Proposed Profile or Tunnel Seabed Levels)
Sub CAT | BBC | Beam Barrier- Corrugated Beam
Sub CAT | BEA | Bearings
Sub CAT | BEA | Bearings
Sub CAT | BED | Bedrock
Sub CAT | BEL | Fire_Alarm_Bell
Sub CAT | BEL | Alarm Bell
Sub CAT | BEL | Belt Conveyor
Sub CAT | BEM | Structural Concrete Beam
Sub CAT | BEM | Beam
Sub CAT | BFC | Barrier For Central Dividing Strips
Sub CAT | BFD | Bifold
Sub CAT | BFE | Boundary Fence (Expressway)
Sub CAT | BFL | Terrain (Shoreline / Beach Finish Level)
Sub CAT | BIO | Biotrickling Filter
Sub CAT | BKW | Block wall
Sub CAT | BLI | Blinding
Sub CAT | BLK | Bulkhead
Sub CAT | BLL | Bell
Sub CAT | BLP | Bicycle Parapet
Sub CAT | BLR | Boiler
Sub CAT | BLR | Boiler
Sub CAT | BLR | Boiler
Sub CAT | BLR | Boiler
Sub CAT | BLR | Boiler
Sub CAT | BLT | Bollard_Light
Sub CAT | BLT | Baltimore_Truss
Sub CAT | BLU | Ventilation Louver
Sub CAT | BMU | Building_Maintenance_Unit_(Gondola)
Sub CAT | BMV | Bridge-mounted Vertical Mixer
Sub CAT | BOH | Borehole
Sub CAT | BON | Bar for Kerb Overflow Weir
Sub CAT | BRA | Bracket
Sub CAT | BRA | Bracing
Sub CAT | BRS | Branch_Selector
Sub CAT | BTT | Batten
Sub CAT | BTT | Batten
Sub CAT | BUL | Bulkhead Light
Sub CAT | BUS | Bus Shelter
Sub CAT | BUS | Coaches and Buses
Sub CAT | BUT | Butterfly Valve
Sub CAT | BWA | Bridge with Aluminium Parapet
Sub CAT | BWC | Bridge with Concrete Parapet
Sub CAT | BWL | Bulkhead Wall Light
Sub CAT | BWS | Bridge with Steel Parapet
Sub CAT | BWT | Bowstring_Truss
Sub CAT | BXT | Box_Truss
Sub CAT | BZZ | Buzzer
Sub CAT | C&F | Cladding & Steel Frame (VP)
Sub CAT | C__ | Type C
Sub CAT | C__ | Type C
Sub CAT | C1_ | Type C1
Sub CAT | C1_ | Type C1
Sub CAT | CAB | Capping Beam
Sub CAT | CAB | Cable
Sub CAT | CAB | Cable
Sub CAT | CAC | Cable Conduit
Sub CAT | CAJ | Cable Junction
Sub CAT | CAL | Calorifier
Sub CAT | CAP | Cap
Sub CAT | CAR | Carrier Drain
Sub CAT | CAR | Cars
Sub CAT | CAR | Private Cars and Taxis
Sub CAT | CAT | Cat Ladder
Sub CAT | CAT | Cat ladders
Sub CAT | CAT | Cat ladders
Sub CAT | CAU | Conduit_Aluminum
Sub CAT | CAU | Conduit_Aluminum
Sub CAT | CAU | Conduit_Aluminum
Sub CAT | CAU | Conduit_Aluminum
Sub CAT | CAU | Conduit_Aluminum
Sub CAT | CAU | Conduit_Aluminum
Sub CAT | CAU | Conduit_Aluminum
Sub CAT | CAU | Conduit_Aluminum
Sub CAT | CAU | Conduit_Aluminum
Sub CAT | CAU | Conduit_Aluminum
Sub CAT | CAU | Conduit_Aluminum
Sub CAT | CAU | Conduit_Aluminum
Sub CAT | CBB | Barrier Bollard
Sub CAT | CBE | Conduit_Junction_Box_Elbow
Sub CAT | CBN | Cabinet
Sub CAT | CBN | Cabinet
Sub CAT | CBN | Cabinet
Sub CAT | CBN | Cabinet
Sub CAT | CBN | Cabinet
Sub CAT | CBN | Cabinet
Sub CAT | CBN | Cabinet
Sub CAT | CBN | Cabinet
Sub CAT | CBN | Cabinet
Sub CAT | CBN | Cabinet
Sub CAT | CBN | Cabinet
Sub CAT | CBN | Cabinet
Sub CAT | CBN | Cabinet
Sub CAT | CBN | Cabinet
Sub CAT | CBN | Cabinet
Sub CAT | CBN | Cabinet
Sub CAT | CBN | Cabinet
Sub CAT | CBN | Cabinet
Sub CAT | CBN | Cabinet
Sub CAT | CBN | Cabinet
Sub CAT | CBN | Cabinet
Sub CAT | CBN | Cabinet
Sub CAT | CBN | Bench
Sub CAT | CBO | Mooring Bollard
Sub CAT | CBS | Column_Base
Sub CAT | CCL | Concrete Column
Sub CAT | CCM | Central_Control_Monitoring_Systems (CCMS, DDC)
Sub CAT | CCP | Conduit_Cap
Sub CAT | CCP | Concrete Plinth
Sub CAT | CCR | Concrete
Sub CAT | CCR | Conduit_Cross
Sub CAT | CCR | Concrete
Sub CAT | CCR | Concrete
Sub CAT | CCR | Concrete
Sub CAT | CCR | Concrete
Sub CAT | CDP | Conduit_PVC
Sub CAT | CDP | Conduit_PVC
Sub CAT | CDP | Conduit_PVC
Sub CAT | CDP | Conduit_PVC
Sub CAT | CDP | Conduit_PVC
Sub CAT | CDP | Conduit_PVC
Sub CAT | CDP | Conduit_PVC
Sub CAT | CDP | Conduit_PVC
Sub CAT | CDP | Conduit_PVC
Sub CAT | CDP | Conduit_PVC
Sub CAT | CDP | Conduit_PVC
Sub CAT | CDP | Conduit_PVC
Sub CAT | CDP | Conduit_PVC
Sub CAT | CDP | Conduit_PVC
Sub CAT | CDP | Conduit_PVC
Sub CAT | CDP | Conduit_PVC
Sub CAT | CDP | Conduit_PVC
Sub CAT | CDP | Conduit_PVC
Sub CAT | CDP | Conduit_PVC
Sub CAT | CDR | Completely Decomposed Rock
Sub CAT | CDR | Condenser
Sub CAT | CDR | Condenser
Sub CAT | CDS | Cantilever Directional Sign
Sub CAT | CDS | Condensate_Receiver
Sub CAT | CEB | Conduit_Elbow
Sub CAT | CEC | Conduit_Endcap
Sub CAT | CEN | Centrifugal Fan
Sub CAT | CEN | Centrifugal Pump
Sub CAT | CER | Conduit_Elbow_Radius
Sub CAT | CFC | Fence
Sub CAT | CFD | Cross For Deletion
Sub CAT | CGB | Control Gear Box
Sub CAT | CGH | Tidal Gauge House
Sub CAT | CGT | Gate
Sub CAT | CHF | Chamfered
Sub CAT | CHK | Check Valve
Sub CAT | CHL | Chloride Analyzer
Sub CAT | CHL | Chiller_Plant_Unit
Sub CAT | CHL | Chiller_Plant_Unit
Sub CAT | CHL | Chiller_Plant_Unit
Sub CAT | CHL | Chiller_Plant_Unit
Sub CAT | CHL | Chiller_Plant_Unit
Sub CAT | CHL | Chiller_Plant_Unit
Sub CAT | CHL | Chiller_Plant_Unit
Sub CAT | CHL | Chiller_Plant_Unit
Sub CAT | CHL | Chiller_Plant_Unit
Sub CAT | CHN | Channel
Sub CAT | CHN | Channel
Sub CAT | CHN | Channel
Sub CAT | CHN | Channel
Sub CAT | CHN | Channel
Sub CAT | CHN | Channel
Sub CAT | CHN | Channel
Sub CAT | CHN | Channel
Sub CAT | CHP | Combined Heat and Power Generator
Sub CAT | CHR | Chiller
Sub CAT | CHT | Chain Hoist
Sub CAT | CIR | Circular
Sub CAT | CJ_ | Cable Joint
Sub CAT | CK_ | Concrete Kerb
Sub CAT | CL_ | Conventional for Traffic Bollard
Sub CAT | CLB | Lifebuoy
Sub CAT | CLB | Concrete Lining Unreinforced (Below Carriageway)
Sub CAT | CLD | Cladding
Sub CAT | CLF | Chain Link Fence Gate
Sub CAT | CLK | Clock
Sub CAT | CLL | Collector
Sub CAT | CLN | Cleaners
Sub CAT | CLP | Cleansing Water Pipe
Sub CAT | CLP | Cleansing Water Pipe
Sub CAT | CLR | Concrete Lining Reinforced
Sub CAT | CLS | Classroom
Sub CAT | CLS | Classroom
Sub CAT | CLS | Classroom
Sub CAT | CLU | Concrete Lining Unreinforced (All or Above Cwy)
Sub CAT | CME | Mooring Eye
Sub CAT | CMG | Compound Materials Channel Grating
Sub CAT | CMH | Computerized Hoist
Sub CAT | CMN | Marine Notice Board
Sub CAT | CMS | Maintenance Access
Sub CAT | CNB | Pier Notice board
Sub CAT | CND | Connection detail
Sub CAT | CNL | Navigation Light Post
Sub CAT | CO2 | CO2 Fire Extinguisher
Sub CAT | COF | Compacted Fill
Sub CAT | COI | Coils
Sub CAT | COI | Coils
Sub CAT | COI | Coils
Sub CAT | COI | Coils
Sub CAT | COJ | Contraction Joint
Sub CAT | COL | Colluvium
Sub CAT | COL | Concrete Lining
Sub CAT | COM | Concrete Marker
Sub CAT | CON | Conical
Sub CAT | COP | Columns or Piers
Sub CAT | COP | Columns or Piers
Sub CAT | COP | Columns or Piers
Sub CAT | COP | Columns or Piers
Sub CAT | COP | Columns or Piers
Sub CAT | COP | Columns or Piers
Sub CAT | COP | Columns or Piers
Sub CAT | COP | Columns or Piers
Sub CAT | COP | Columns or Piers
Sub CAT | COP | Columns or Piers
Sub CAT | COP | Columns or Piers
Sub CAT | COT | Cooling_Tower
Sub CAT | COT | Cooling_Tower
Sub CAT | COT | Cooling_Tower
Sub CAT | COV | Container Vehicles
Sub CAT | COV | Cover and frame
Sub CAT | CPB | Concrete Profile Barrier
Sub CAT | CPP | Curtain_Panel_Pattern
Sub CAT | CPP | Curtain_Panel_Pattern
Sub CAT | CPP | Curtain_Panel_Pattern
Sub CAT | CPP | Curtain_Panel_Pattern
Sub CAT | CPV | PipeFitting_Chlorinated_PVC
Sub CAT | CPV | PipeFitting_Chlorinated_PVC
Sub CAT | CPV | PipeFitting_Chlorinated_PVC
Sub CAT | CPV | PipeFitting_Chlorinated_PVC
Sub CAT | CPV | PipeFitting_Chlorinated_PVC
Sub CAT | CPV | PipeFitting_Chlorinated_PVC
Sub CAT | CPV | PipeFitting_Chlorinated_PVC
Sub CAT | CRC | Crash Cushion
Sub CAT | CRD | Cross Road Drain(Including CP Outfall)
Sub CAT | CRD | Card_Reader
Sub CAT | CRM | Cold_Room
Sub CAT | CRN | Cranes_n_Hoists
Sub CAT | CRN | Cranes_n_Hoists
Sub CAT | CRN | Cranes_n_Hoists
Sub CAT | CRN | Cranes_n_Hoists
Sub CAT | CRN | Cranes_n_Hoists
Sub CAT | CRO | Cross
Sub CAT | CRO | Cross
Sub CAT | CRP | For Control Purpose
Sub CAT | CRR | Cut slope with retaining wall - Retaining Wall Part
Sub CAT | CRS | Cut slope with retaining wall - Slope Part
Sub CAT | CRT | Curtain
Sub CAT | CSG | Signage/information plate
Sub CAT | CSI | Step Iron
Sub CAT | CSL | Concrete-Slope Wall
Sub CAT | CSM | Casement
Sub CAT | CSM | Casement
Sub CAT | CSM | Casement
Sub CAT | CSM | Casement
Sub CAT | CSR | Cut slope with associated retaining wall(s) - Retaining Wall Part
Sub CAT | CSS | Cut slope with associated retaining wall(s) - Slope Part
Sub CAT | CST | Conduit_Steel
Sub CAT | CST | Conduit_Steel
Sub CAT | CST | Conduit_Steel
Sub CAT | CSU | Concrete Surround
Sub CAT | CSU | Concrete Surround
Sub CAT | CTB | Frangible Bollard for Use on Cycle Track
Sub CAT | CTE | Conduit _Tee
Sub CAT | CTE | Coniferous_Tree
Sub CAT | CTG | Tidal Gauge Tubes
Sub CAT | CTP | Curtain_Wall_Panels
Sub CAT | CTP | Curtain_Wall_Panels
Sub CAT | CTP | Curtain_Wall_Panels
Sub CAT | CTR | Conduit_Transition
Sub CAT | CTR | Cable Trunking
Sub CAT | CTT | Counter Top
Sub CAT | CTT | Counter Top
Sub CAT | CTT | Counter Top
Sub CAT | CTT | Counter Top
Sub CAT | CTT | Counter Top
Sub CAT | CTT | Counter Top
Sub CAT | CTT | Counter Top
Sub CAT | CTT | Counter Top
Sub CAT | CTT | Counter Top
Sub CAT | CTT | Counter Top
Sub CAT | CTV | CCTV
Sub CAT | CUM | Cushioning Material for Rigid Barrier
Sub CAT | CUN | Conduit_Union
Sub CAT | CUP | PipeFitting_Copper
Sub CAT | CUP | PipeFitting_Copper
Sub CAT | CUP | PipeFitting_Copper
Sub CAT | CUP | PipeFitting_Copper
Sub CAT | CUP | PipeFitting_Copper
Sub CAT | CUP | PipeFitting_Copper
Sub CAT | CUP | PipeFitting_Copper
Sub CAT | CUR | Compartment Underneath Road Slab(CO)
Sub CAT | CUT | Cut Slope
Sub CAT | CUT | Cut Slope
Sub CAT | CVE | Concrete-Vertical Wall
Sub CAT | CVP | Concrete Vehicle Parapets
Sub CAT | CVY | Conveying
Sub CAT | CWL | Curtain_Wall
Sub CAT | CWP | Cold Water Pipe
Sub CAT | CWP | Cold Water Pipe
Sub CAT | CZC | Conduit_Die_Cast_Zinc
Sub CAT | CZC | Conduit_Die_Cast_Zinc
Sub CAT | CZC | Conduit_Die_Cast_Zinc
Sub CAT | CZC | Conduit_Die_Cast_Zinc
Sub CAT | CZC | Conduit_Die_Cast_Zinc
Sub CAT | CZC | Conduit_Die_Cast_Zinc
Sub CAT | D__ | Type D
Sub CAT | D__ | Type D
Sub CAT | D1_ | Type D1
Sub CAT | D1_ | Type D1
Sub CAT | DAL | Double Arm Public Lighting Pole
Sub CAT | DAM | Damper
Sub CAT | DAM | Damper
Sub CAT | DAM | Damper
Sub CAT | DAM | Damper
Sub CAT | DAU | Double Arm Public Lighting Pole Under Bridge
Sub CAT | DAV | Davit
Sub CAT | DBA | Double_Acting
Sub CAT | DBC | Double_Concealed
Sub CAT | DBH | Double_Hung
Sub CAT | DBL | Double
Sub CAT | DBL | Double
Sub CAT | DBL | Double
Sub CAT | DBL | Double
Sub CAT | DBL | Double
Sub CAT | DBL | Double
Sub CAT | DBM | Publicity Board Support
Sub CAT | DBO | Signboard
Sub CAT | DCI | D.C. Circuit
Sub CAT | DCL | Decorative Lamp Post
Sub CAT | DCO | Decorative
Sub CAT | DCO | Decorative Railing
Sub CAT | DCR | Duct_Cross
Sub CAT | DEB | Duct_Elbow
Sub CAT | DEB | Decorative Bollard
Sub CAT | DEC | Duct_Endcap
Sub CAT | DEC | Decking
Sub CAT | DEC | Decking
Sub CAT | DEC | Decking
Sub CAT | DEC | Decking
Sub CAT | DEC | Decking
Sub CAT | DEC | Decking
Sub CAT | DEC | Decking
Sub CAT | DEC | Decking
Sub CAT | DEM | Duct_Elbow_Mitered
Sub CAT | DER | Duct Elbow_Radius
Sub CAT | DES | Standard Desilting
Sub CAT | DES | Standard Desilting
Sub CAT | DF1 | Type 1 Double Leaf
Sub CAT | DF2 | Type 2 Double Leaf
Sub CAT | DFB | Duckfoot Bend
Sub CAT | DGO | Duct_Elbow_Gored
Sub CAT | DHD | Duct_Heat_Detector
Sub CAT | DHM | Dehumidifier
Sub CAT | DIE | Diesel Generator Set
Sub CAT | DIM | Dimmer
Sub CAT | DIO | Dissolved Oxygen Sensor
Sub CAT | DIO | Dissolved Oxygen Transmitter
Sub CAT | DIP | PipeFitting_Ductile_Iron
Sub CAT | DIP | PipeFitting_Ductile_Iron
Sub CAT | DIP | PipeFitting_Ductile_Iron
Sub CAT | DIP | PipeFitting_Ductile_Iron
Sub CAT | DIP | PipeFitting_Ductile_Iron
Sub CAT | DIP | PipeFitting_Ductile_Iron
Sub CAT | DIP | PipeFitting_Ductile_Iron
Sub CAT | DIR | Directional Exit Sign
Sub CAT | DIT | Disturbed terrain
Sub CAT | DIW | Diaphragm Wall
Sub CAT | DLA | Drainage Layer (T1D&T2D)
Sub CAT | DMT | Domestic
Sub CAT | DMT | Domestic
Sub CAT | DMT | Domestic
Sub CAT | DMT | Domestic
Sub CAT | DMT | Domestic
Sub CAT | DMT | Domestic
Sub CAT | DMT | Domestic
Sub CAT | DMT | Domestic
Sub CAT | DMT | Domestic
Sub CAT | DMT | Domestic
Sub CAT | DOL | Downlight
Sub CAT | DOM | Dome Type Camera
Sub CAT | DOP | Double Pole Switch
Sub CAT | DOT | Data_Outlet
Sub CAT | DOT | Diaphragms or Transoms
Sub CAT | DOT | Diaphragms or Transoms
Sub CAT | DOT | Diaphragms or Transoms
Sub CAT | DP_ | Draw Pit
Sub CAT | DPL | Display
Sub CAT | DRN | Drain
Sub CAT | DRN | Drain
Sub CAT | DRN | Drain
Sub CAT | DRN | Drain
Sub CAT | DRN | Drain
Sub CAT | DRN | Drain
Sub CAT | DRN | Drain
Sub CAT | DRN | Drain
Sub CAT | DRN | Drain
Sub CAT | DRN | Drain
Sub CAT | DRN | Drain
Sub CAT | DRO | Drop Kerb
Sub CAT | DRW | Door_Window
Sub CAT | DS_ | Directional Sign
Sub CAT | DSC | Surface Channel
Sub CAT | DSC | Surface Channel
Sub CAT | DSD | Duct_Smoke_Detector
Sub CAT | DSK | Desk
Sub CAT | DSK | Desk
Sub CAT | DSK | Desk
Sub CAT | DSK | Desk
Sub CAT | DSK | Desk
Sub CAT | DSK | Desk
Sub CAT | DSK | Desk
Sub CAT | DSP | Directional Sign Plate
Sub CAT | DST | Duty_Station
Sub CAT | DT | Double Triangular
Sub CAT | DT | Double Triangular
Sub CAT | DT_ | Double Triangular
Sub CAT | DT_ | Double Triangular
Sub CAT | DTE | Duct_Tee
Sub CAT | DTE | Deciduous_Tree
Sub CAT | DTF | Duct Fitting Takoff
Sub CAT | DTN | Detention
Sub CAT | DTP | Duct Fitting Tap
Sub CAT | DTR | Duct_Transition
Sub CAT | DTS | Directional Tile / Slab / Block
Sub CAT | DUN | Duct_Union
Sub CAT | DWL | Diaphragm_Wall, Retaining_Wall
Sub CAT | DWN | Downlight
Sub CAT | DXU | DX Unit
Sub CAT | DYS | Daylight_Sensor
Sub CAT | E__ | Type E
Sub CAT | E__ | Type E
Sub CAT | E1_ | Type E1
Sub CAT | E1_ | Type E1
Sub CAT | EAG | Emergency Access Gate (EAG)
Sub CAT | ECF | Rodding Eye Cover & Frame
Sub CAT | ECG | Emergencey Crash Gate
Sub CAT | ECH | Electric Chain Hoist
Sub CAT | ECM | Erosion Control Mat Apron
Sub CAT | ECO | Economizer
Sub CAT | ECP | Eccentric Plug Valve
Sub CAT | ELB | Elbow
Sub CAT | ELB | Elbow
Sub CAT | ELB | Elbow
Sub CAT | ELE | Electrical
Sub CAT | ELG | Emergency_Light
Sub CAT | ELK | Electric_Lock
Sub CAT | ELM | Burglar Infra Red Sensor
Sub CAT | ELM | Electromagnetic Flowmeter
Sub CAT | ELR | End_of_Line_Resistor
Sub CAT | ELS | Excavation_and_Lateral_Support
Sub CAT | EME | Emergency Light
Sub CAT | EMG | Emergency Generator
Sub CAT | EMG | Emergency Generator
Sub CAT | EMG | Emergency Generator
Sub CAT | EMG | Emergency Generator
Sub CAT | EMG | Emergency Generator
Sub CAT | EMG | Emergency Generator
Sub CAT | EMG | Emergency Generator
Sub CAT | EMG | Emergency Generator
Sub CAT | EMG | Emergency Generator
Sub CAT | EMG | Emergency Generator
Sub CAT | EMG | Emergency Generator
Sub CAT | EP_ | Earth Pit
Sub CAT | EPP | Emergency Power Point (Emergency Oulet)
Sub CAT | EQM | Equipment
Sub CAT | EQY | Enquiry counter
Sub CAT | ESC | Escalator
Sub CAT | ESR | Electromagnetic_Sensor
Sub CAT | ETP | Electric Pole
Sub CAT | ETY | Entry
Sub CAT | EVA | EVA Gate
Sub CAT | EWF | Exterior wall finishes
Sub CAT | EXA | Exhaust Air
Sub CAT | EXH | Exhaust Diffuser
Sub CAT | EXH | Exhaust Grille
Sub CAT | EXJ | Expansion Joint
Sub CAT | EXT | Exit Sign
Sub CAT | F__ | Type F
Sub CAT | F__ | Type F
Sub CAT | F1_ | Type F1
Sub CAT | F1_ | Type F1
Sub CAT | FAN | Fan
Sub CAT | FAN | Fan
Sub CAT | FAN | Fan
Sub CAT | FAN | Fan
Sub CAT | FAN | Fan
Sub CAT | FAS | Fall Arrest System
Sub CAT | FAS | Fall Arrest System
Sub CAT | FAS | Fall Arrest System
Sub CAT | FAS | Fall Arrest System
Sub CAT | FAS | Fall Arrest System
Sub CAT | FBK | Steel Bracket
Sub CAT | FBM | Foundation_Beam
Sub CAT | FBM | Foundation_Beam
Sub CAT | FBM | Foundation_Beam
Sub CAT | FBM | Foundation_Beam
Sub CAT | FBR | Flexible Barrier
Sub CAT | FCA | Capping
Sub CAT | FCA | Flexible with Colour / Anti-skid Dressing
Sub CAT | FCA | Foundation_Cap
Sub CAT | FCA | Foundation_Cap
Sub CAT | FCA | Foundation_Cap
Sub CAT | FCA | Foundation_Cap
Sub CAT | FCA | Foundation_Cap
Sub CAT | FCH | Chain for Fender System
Sub CAT | FCL | Chain Link Fence
Sub CAT | FCP | Firefighters_Control_Indicate_Panel
Sub CAT | FCU | Fan_Coil_Unit
Sub CAT | FD1 | Tyoe 1 Folding Door
Sub CAT | FDH | Fire_Alarm_Door_Holder
Sub CAT | FDH | Fire_Alarm_Door_Holder
Sub CAT | FDH | Fire_Alarm_Door_Holder
Sub CAT | FEB | Eye Blot for Fender System
Sub CAT | FEN | Fence
Sub CAT | FFP | Frontal Pad
Sub CAT | FGI | Flanged Galvanized Iron
Sub CAT | FGR | Folding Grab Rail
Sub CAT | FHD | Mild Steel Fence
Sub CAT | FHF | Horizontal Fender
Sub CAT | FHN | Fire_Alarm_Horn
Sub CAT | FHN | Fire_Alarm_Horn
Sub CAT | FHN | Fire_Alarm_Horn
Sub CAT | FHO | Fire_Alarm_Hold_Open
Sub CAT | FHO | Fire_Alarm_Hold_Open
Sub CAT | FHO | Fire_Alarm_Hold_Open
Sub CAT | FHS | Fire_Alarm_Horn_Strobe
Sub CAT | FHS | Fire_Alarm_Horn_Strobe
Sub CAT | FHS | Fire_Alarm_Horn_Strobe
Sub CAT | FHW | Horizontal Wailing System
Sub CAT | FIC | Final Clarifier
Sub CAT | FIL | Fill
Sub CAT | FIL | Fill Slope
Sub CAT | FIL | Fill Slope
Sub CAT | FIN | Finishes
Sub CAT | FIN | Finishes
Sub CAT | FIN | Finishes
Sub CAT | FIN | Finishes
Sub CAT | FIN | Finishes
Sub CAT | FIN | Finishes
Sub CAT | FIN | Finishes
Sub CAT | FIN | Finishes
Sub CAT | FIN | Finishes
Sub CAT | FIN | Finishes
Sub CAT | FIN | Finishes
Sub CAT | FIR | Fire Damper
Sub CAT | FIW | Inclined Wailing System
Sub CAT | FKT | Fink_Truss
Sub CAT | FKT | Fink_Truss
Sub CAT | FLA | Reducer
Sub CAT | FLA | Flame Detector
Sub CAT | FLA | Flange Adaptor
Sub CAT | FLA | Flange
Sub CAT | FLD | Flame_Detector
Sub CAT | FLI | Flow_Indicator
Sub CAT | FLL | Fluorescent Lamp
Sub CAT | FLL | Floor_Lamp
Sub CAT | FLM | Flow Meter Chamber
Sub CAT | FLO | Floodlight
Sub CAT | FLO | Flowmeter Transmitter
Sub CAT | FLO | Flooring
Sub CAT | FLO | Flooring
Sub CAT | FLO | Flooring
Sub CAT | FLO | Flooring
Sub CAT | FLO | Flooring
Sub CAT | FLO | Flooring
Sub CAT | FLO | Flooring
Sub CAT | FLO | Flooring
Sub CAT | FLP | Flap Valve
Sub CAT | FLP | Flushing Water Pipe
Sub CAT | FLP | Flushing Water Pipe
Sub CAT | FLP | Flower Pot
Sub CAT | FLS | Float Switch
Sub CAT | FLT | Filter
Sub CAT | FLU | Fluorescent Light
Sub CAT | FLX | Flexible (without Colour / Anti-skid Dressing)
Sub CAT | FLX | Flexible (without Colour / Anti-skid Dressing)
Sub CAT | FLX | Flexible (without Colour / Anti-skid Dressing)
Sub CAT | FLX | Flexible (without Colour / Anti-skid Dressing)
Sub CAT | FMB | Fire_Alarm_Master_Box
Sub CAT | FMH | Fume_Hood
Sub CAT | FMS | Flanged Mild Steel
Sub CAT | FNC | Furnace
Sub CAT | FNH | Finishes
Sub CAT | FNH | Finishes
Sub CAT | FNT | Fan_Truss
Sub CAT | FOC | Flanged Octagon
Sub CAT | FOO | Maintenance Access
Sub CAT | FOU | Foundation
Sub CAT | FOU | Foundation
Sub CAT | FOU | Foundation
Sub CAT | FOU | Foundation
Sub CAT | FOU | Foundation
Sub CAT | FOU | Foundation
Sub CAT | FOU | Foundation
Sub CAT | FOU | Foundation
Sub CAT | FOU | Foundation
Sub CAT | FOU | Foundation
Sub CAT | FOU | Foundation
Sub CAT | FOU | Foundation
Sub CAT | FOU | Foundation
Sub CAT | FPA | Flood Protection Gate
Sub CAT | FPB | Primary Boundary Fence
Sub CAT | FPB | Fire_Alarm_Pull_Box
Sub CAT | FPF | Flexible Pavement
Sub CAT | FPI | Fire_Protection_Inlet
Sub CAT | FPL | Foundation_Pile
Sub CAT | FPL | Foundation_Pile
Sub CAT | FPL | Foundation_Pile
Sub CAT | FPL | Foundation_Pile
Sub CAT | FPL | Foundation_Pile
Sub CAT | FPL | Foundation_Pile
Sub CAT | FPM | Fibre Glass Pole-Mounted ( Mainland - Conventional Lighting)
Sub CAT | FRB | Rubber Buffer
Sub CAT | FSB | Step Block
Sub CAT | FSI | Fire_Service_Installations
Sub CAT | FSI | Fire_Service_Installations
Sub CAT | FSI | Fire_Service_Installations
Sub CAT | FSI | Fire_Service_Installations
Sub CAT | FSI | Fire_Service_Installations
Sub CAT | FSI | Fire_Service_Installations
Sub CAT | FSI | Fire_Service_Installations
Sub CAT | FSK | Fire_Alarm_Speaker
Sub CAT | FSP | Fire_Alarm_Strobe_Speaker
Sub CAT | FSP | Fire_Alarm_Strobe_Speaker
Sub CAT | FSP | Fire_Alarm_Strobe_Speaker
Sub CAT | FSP | Steel Plate for Wailing system
Sub CAT | FSR | Fill slope with associated retaining wall(s) - Retaining Wall Part
Sub CAT | FSS | Fill slope with associated retaining wall(s) - Slope Part
Sub CAT | FST | Fire shutter
Sub CAT | FTN | Fountain
Sub CAT | FTN | Fountain
Sub CAT | FTN | Fountain
Sub CAT | FTN | Fountain
Sub CAT | FTN | Fountain
Sub CAT | FTN | Fountain
Sub CAT | FTR | Flat Roof
Sub CAT | FTS | Firefighters_Telephone_System
Sub CAT | FUH | Furnishings
Sub CAT | FUO | Fuel Oil Tank
Sub CAT | FUR | Fill slope with retaining wall - Retaining Wall Part
Sub CAT | FUS | Fill slope with retaining wall - Slope Part
Sub CAT | FVE | False Ceiling or Ventilation Slab (Beam)
Sub CAT | FVF | Vertical Fender
Sub CAT | FVH | False Ceiling or Ventilation Slab (Hanger)
Sub CAT | FVO | False Ceiling or Ventilation Slab (Bottom)
Sub CAT | FVT | False Ceiling or Ventilation Slab (T-n-B or Top)
Sub CAT | FWP | Fresh Water Pipe
Sub CAT | FWP | Fresh Water Pipe
Sub CAT | FXD | Fixed
Sub CAT | FXD | Fixed
Sub CAT | FXD | Fixed
Sub CAT | FXD | Fixed
Sub CAT | FXD | Fixed
Sub CAT | FXD | Fixed
Sub CAT | FXD | Fixed
Sub CAT | FXD | Fixed
Sub CAT | FXD | Fixed
Sub CAT | FXD | Fixed
Sub CAT | G__ | Type G (without desilting opening)
Sub CAT | G__ | Type G (without desilting opening)
Sub CAT | G1_ | Type G1 (without desilting opening)
Sub CAT | G1_ | Type G1 (without desilting opening)
Sub CAT | G1D | Type G1D (with desilting opening)
Sub CAT | G1D | Type G1D (with desilting opening)
Sub CAT | GAB | Gabion for Rigid Barrier
Sub CAT | GAG | Gauge
Sub CAT | GAG | Gauge
Sub CAT | GAN | Gantry
Sub CAT | GAR | Ground Anchors
Sub CAT | GAS | Gas Flowmeter
Sub CAT | GAS | Gas Monitor
Sub CAT | GAT | Gate Valve
Sub CAT | GBS | Ground Beam
Sub CAT | GD_ | Type G/D (with desilting opening)
Sub CAT | GD_ | Type G/D (with desilting opening)
Sub CAT | GDP | For Guidance Purpose
Sub CAT | GI_ | Galvanized Iron
Sub CAT | GIB | Galvanized Iron Bollard
Sub CAT | GIC | Concealed G.I. Conduit
Sub CAT | GIC | PipeFitting_Galvanized_Iron(GI)_with_PVC-C
Sub CAT | GIC | PipeFitting_Galvanized_Iron(GI)_with_PVC-C
Sub CAT | GIC | PipeFitting_Galvanized_Iron(GI)_with_PVC-C
Sub CAT | GIC | PipeFitting_Galvanized_Iron(GI)_with_PVC-C
Sub CAT | GIC | PipeFitting_Galvanized_Iron(GI)_with_PVC-C
Sub CAT | GIC | PipeFitting_Galvanized_Iron(GI)_with_PVC-C
Sub CAT | GIC | PipeFitting_Galvanized_Iron(GI)_with_PVC-C
Sub CAT | GIP | Galvanized Iron
Sub CAT | GIP | PipeFitting_Galvanized_Iron(GI)
Sub CAT | GIP | PipeFitting_Galvanized_Iron(GI)
Sub CAT | GIP | PipeFitting_Galvanized_Iron(GI)
Sub CAT | GIP | PipeFitting_Galvanized_Iron(GI)
Sub CAT | GIP | PipeFitting_Galvanized_Iron(GI)
Sub CAT | GIP | PipeFitting_Galvanized_Iron(GI)
Sub CAT | GIP | PipeFitting_Galvanized_Iron(GI)
Sub CAT | GIS | Giving Information Sign
Sub CAT | GIU | PipeFitting_Galvanized_Iron(GI)_with_PVC-U
Sub CAT | GIU | PipeFitting_Galvanized_Iron(GI)_with_PVC-U
Sub CAT | GIU | PipeFitting_Galvanized_Iron(GI)_with_PVC-U
Sub CAT | GIU | PipeFitting_Galvanized_Iron(GI)_with_PVC-U
Sub CAT | GIU | PipeFitting_Galvanized_Iron(GI)_with_PVC-U
Sub CAT | GIU | PipeFitting_Galvanized_Iron(GI)_with_PVC-U
Sub CAT | GIU | PipeFitting_Galvanized_Iron(GI)_with_PVC-U
Sub CAT | GLL | Grill
Sub CAT | GLP | Glass Parapet
Sub CAT | GMP | Ground/parapet Mounting
Sub CAT | GND | In-ground
Sub CAT | GNL | General
Sub CAT | GOM | Girders or Main Beams or Webs
Sub CAT | GOM | Girders or Main Beams or Webs
Sub CAT | GOM | Girders or Main Beams or Webs
Sub CAT | GOM | Girders or Main Beams or Webs
Sub CAT | GOM | Girders or Main Beams or Webs
Sub CAT | GOM | Girders or Main Beams or Webs
Sub CAT | GOM | Girders or Main Beams or Webs
Sub CAT | GOM | Girders or Main Beams or Webs
Sub CAT | GOM | Girders or Main Beams or Webs
Sub CAT | GOM | Girders or Main Beams or Webs
Sub CAT | GRA | Steel Grating for Rigid Barrier
Sub CAT | GRF | Site Hoardings for Applying Graphic Film
Sub CAT | GRK | Granite Kerb
Sub CAT | GRW | Design Groundwater Profile
Sub CAT | GS_ | Gantry Sign
Sub CAT | GSB | Gusseted Bend
Sub CAT | GTF | Grip Trap
Sub CAT | GUN | Gun Type Camera
Sub CAT | GUT | Gutter
Sub CAT | GWP | Grey Water Pipe
Sub CAT | GWP | Grey Water Pipe
Sub CAT | H__ | Type H (without desilting opening)
Sub CAT | H__ | Type H (without desilting opening)
Sub CAT | H2A | Type 2A Railing
Sub CAT | H2O | H2O Fire Extinguisher
Sub CAT | H2S | H2S Gas Detector
Sub CAT | HAT | Hatch
Sub CAT | HBL | High Bay Light
Sub CAT | HBS | Hand Railing of Bus Shelter
Sub CAT | HCD | Highmast Cable Duct
Sub CAT | HCN | Highmast Connector
Sub CAT | HCT | Hinged Channel Grating for Cycle Tracks on Structures
Sub CAT | HCW | Washer for Horizontal Control
Sub CAT | HD_ | Type H/D (with desilting opening)
Sub CAT | HD_ | Type H/D (with desilting opening)
Sub CAT | HDC | Heavy Duty C. I. Cover & Frame
Sub CAT | HDR | Highly Decomposed Rock
Sub CAT | HEA | Heat Detector
Sub CAT | HEX | Heat_Exchanger
Sub CAT | HFL | Highmast Flood Light
Sub CAT | HFW | Hinged Channel Grating for Footway on Structures
Sub CAT | HIB | High Bay Light
Sub CAT | HIN | Hinged
Sub CAT | HMF | Humidifier
Sub CAT | HOB | Hoisting Beam
Sub CAT | HOD | Hood
Sub CAT | HOD | Hood
Sub CAT | HOD | Hood
Sub CAT | HOD | Hood
Sub CAT | HOD | Hood
Sub CAT | HOD | Hand-Operated Penstock
Sub CAT | HPB | Pick up Box for Horizontai Control
Sub CAT | HPC | Heat_Pump_Type_Chiller
Sub CAT | HPI | Highmast Pillar
Sub CAT | HRB | Height Reducing Bracket
Sub CAT | HRD | Handrailing
Sub CAT | HRD | Hoarding
Sub CAT | HRL | Handrail
Sub CAT | HRL | Handrail
Sub CAT | HSC | Hard Surface Cover
Sub CAT | HSN | Typical Survey Nail for Horizontal Control
Sub CAT | HSP | Hot Water Supply Pipe
Sub CAT | HSP | Hot Water Supply Pipe
Sub CAT | HTD | Heat_Detector
Sub CAT | HTP | Heat_Pump
Sub CAT | HTP | Heat_Pump
Sub CAT | HUS | Urban Survey Mark for Horizontal Control
Sub CAT | HV_ | HV Switchboard
Sub CAT | HV_ | HV Transformer
Sub CAT | HVD | Heavy Duty
Sub CAT | HWB | Hazard Warning Block
Sub CAT | HWL | Heat_Wheel
Sub CAT | HWP | Hot Water Return Pipe
Sub CAT | HWP | Hot Water Return Pipe
Sub CAT | HWT | Hazard Warning Tile / Slab
Sub CAT | HWT | Howe_Truss
Sub CAT | HYL | Hydrostatic Level Sensor
Sub CAT | HYL | Hydrostatic Level Transmitter
Sub CAT | I__ | Type I (without desilting opening)
Sub CAT | I__ | Type I (without desilting opening)
Sub CAT | ICM | Intercom
Sub CAT | ICS | Intercom_Substation
Sub CAT | ID_ | Type I/D (with desilting opening)
Sub CAT | ID_ | Type I/D (with desilting opening)
Sub CAT | IDU | VRV_IDU
Sub CAT | IFC | Internal Wall Finishing Fair Faced Concrete
Sub CAT | IFP | Internal Wall Finishing Painting
Sub CAT | IFT | Internal Wall Finishing Ceramic Tile
Sub CAT | IMF | Imformatory
Sub CAT | IND | Industrial
Sub CAT | INL | Inlet Chamber
Sub CAT | INR | Infra Red Detector
Sub CAT | INR | Burglar Electromagnetic Sensor
Sub CAT | INS | Instrumentation
Sub CAT | INT | Intake Chamber
Sub CAT | INV | Invert
Sub CAT | INV | Invert
Sub CAT | IRD | Infrared_Detector
Sub CAT | ISJ | Isolation Joint
Sub CAT | ISP | Inspection Chamber
Sub CAT | IWF | interior wall finishes
Sub CAT | IWL | Internal Wall
Sub CAT | IWP | Irrigation Water Pipe
Sub CAT | IWP | Irrigation Water Pipe
Sub CAT | J__ | Type J (without desilting opening)
Sub CAT | J__ | Type J (without desilting opening)
Sub CAT | JBX | Junction_Box
Sub CAT | JBX | Junction_Box
Sub CAT | JBX | Junction_Box
Sub CAT | JD_ | Type J/D (with desilting opening)
Sub CAT | JD_ | Type J/D (with desilting opening)
Sub CAT | JOI | Joints (Str.)
Sub CAT | JOI | Joints (Str.)
Sub CAT | JOI | Joints (Str.)
Sub CAT | JOI | Joints (Str.)
Sub CAT | JOI | Joints (Str.)
Sub CAT | JOI | Joints (Str.)
Sub CAT | JOI | Joints (Str.)
Sub CAT | JOI | Joints (Str.)
Sub CAT | JOI | Joints (Str.)
Sub CAT | JOI | Joints (Str.)
Sub CAT | JOI | Joints (Str.)
Sub CAT | JT_ | Joint (JT)
Sub CAT | K__ | Type K (without desilting opening)
Sub CAT | K__ | Type K (without desilting opening)
Sub CAT | KB_ | Kerbside Barrier / Walkway (KB)
Sub CAT | KCD | Key_Card
Sub CAT | KD_ | Type K/D (with desilting opening)
Sub CAT | KD_ | Type K/D (with desilting opening)
Sub CAT | KNG | Knife Gate Valve
Sub CAT | KOW | Kerb Overflow Weirs
Sub CAT | KRB | Profile barrier
Sub CAT | KTR | K_Truss
Sub CAT | L__ | Type L (with desilting opening)
Sub CAT | L__ | Type L (with desilting opening)
Sub CAT | LAD | Ladder
Sub CAT | LAD | Ladder
Sub CAT | LAE | Lift_(Elevator)
Sub CAT | LAE | Lift_(Elevator)
Sub CAT | LAE | Lift_(Elevator)
Sub CAT | LAE | Lift_(Elevator)
Sub CAT | LAE | Lift_(Elevator)
Sub CAT | LAE | Lift_(Elevator)
Sub CAT | LAM | Indication Lamp
Sub CAT | LAN | Land Lot Boundary
Sub CAT | LAS | Switch_Board
Sub CAT | LAS | Switch_Board
Sub CAT | LAS | Switch_Board
Sub CAT | LAS | Switch_Board
Sub CAT | LAS | Switch_Board
Sub CAT | LAS | Switch_Board
Sub CAT | LAS | Switch_Board
Sub CAT | LAS | Switch_Board
Sub CAT | LAS | Switch_Board
Sub CAT | LAS | Switch_Board
Sub CAT | LAS | Switch_Board
Sub CAT | LAS | Switch_Board
Sub CAT | LAS | Switch_Board
Sub CAT | LDC | Light Duty C.I. Cover with Concrete Filling & Frame
Sub CAT | LDR | Ladder
Sub CAT | LDR | Ladder
Sub CAT | LDR | Ladder
Sub CAT | LDR | Ladder
Sub CAT | LDR | Ladder
Sub CAT | LDR | Ladder
Sub CAT | LDR | Ladder
Sub CAT | LDR | Ladder
Sub CAT | LEE | Level Electrode
Sub CAT | LGT | Logistics
Sub CAT | LGT | Logistics
Sub CAT | LGT | Logistics
Sub CAT | LGT | Logistics
Sub CAT | LGT | Logistics
Sub CAT | LGT | Logistics
Sub CAT | LGT | Logistics
Sub CAT | LGT | Logistics
Sub CAT | LGT | Logistics
Sub CAT | LGT | Logistics
Sub CAT | LGT | Logistics
Sub CAT | LGT | Logistics
Sub CAT | LGV | Light Goods Vehicles
Sub CAT | LHO | Lifting Hook
Sub CAT | LIB | Light Buses
Sub CAT | LIH | Linear Heat Detector
Sub CAT | LOB | Lobe Pump
Sub CAT | LOC | Lockable Gate at Handrailing
Sub CAT | LOC | Local Fire Alarm and Indication Panel
Sub CAT | LOG | Logo
Sub CAT | LOG | Louvres or Glazings
Sub CAT | LOG | Logo
Sub CAT | LOJ | Longitudinal Joint
Sub CAT | LOU | Louver
Sub CAT | LTG | Lighting Switch
Sub CAT | LV_ | LV Switchboard
Sub CAT | LV_ | LV Transformer
Sub CAT | LVR | Louver
Sub CAT | MA2 | Type MA2 Double Seal Terminal
Sub CAT | MA2 | Type MA2 Double Seal Terminal
Sub CAT | MA2 | Type MA2 Double Seal Terminal
Sub CAT | MA2 | Type MA2 Double Seal Terminal
Sub CAT | MAA | Masonry Apron
Sub CAT | MAC | Mass Concrete Infill
Sub CAT | MAD | Marine Deposits
Sub CAT | MAI | Main Fire Alarm and Indication Panel
Sub CAT | MAS | Building_Massing_Model
Sub CAT | MBF | Backfill
Sub CAT | MBX | Mixing_Box
Sub CAT | MC2 | Type MC2 Double Seal Terminal
Sub CAT | MC2 | Type MC2 Double Seal Terminal
Sub CAT | MC2 | Type MC2 Double Seal Terminal
Sub CAT | MC2 | Type MC2 Double Seal Terminal
Sub CAT | MCC | TPN MCCB Board
Sub CAT | MCC | Motor_Control_Centre
Sub CAT | MCD | Metal_Clad
Sub CAT | MCF | Mass concrete infill
Sub CAT | MCH | Mechanical
Sub CAT | MDL | Mini Drawpit for Detector Loop
Sub CAT | MEB | Mechanised Bar Screen
Sub CAT | MET | Methane Gas Detector
Sub CAT | MET | Electric_Meter
Sub CAT | MFS | Mechanical_Fasteners
Sub CAT | MGV | Medium/Heavy Goods Vehicles
Sub CAT | MIC | Microphone
Sub CAT | MIL | Microwave Level Sensor
Sub CAT | MIL | Microwave Level Transmitter
Sub CAT | MIX | Mixing Tank
Sub CAT | MIX | Mixed
Sub CAT | MJT | Metal_Joist
Sub CAT | MLP | Mounted on a Lamp Post (Defined by the lamp post number)
Sub CAT | MLS | Manual_Station
Sub CAT | MMS | Man-made Slope
Sub CAT | MNP | Mounted on a Street Name Plate Post
Sub CAT | MOC | Motorcycles
Sub CAT | MOI | Moisture Analyzer
Sub CAT | MOT | Motor
Sub CAT | MOT | Motor
Sub CAT | MOT | Motorized Penstock
Sub CAT | MOT | Motorized Gate Valve
Sub CAT | MRW | Mounted on Railing / Fencing / Wall (without post)
Sub CAT | MSB | Movable Steel Barrier
Sub CAT | MSR | Mansonry
Sub CAT | MTL | Metals
Sub CAT | MTL | Mounted on Traffic Light Post
Sub CAT | MTL | Metal
Sub CAT | MUL | Mullion
Sub CAT | MWT | Metal_Web_Wood_Truss
Sub CAT | NA_ | N/A
Sub CAT | NAT | Natural Terrain
Sub CAT | NAT | Natural Terrain
Sub CAT | NCC | New color code cable without cable duct
Sub CAT | NCG | New color code cable with GI cable duct
Sub CAT | NCP | New color code cable with PVC cable duct
Sub CAT | NI_ | Non-Illuminated for Traffic Bollard
Sub CAT | NIN | Nitrate Nitrogen Sensor
Sub CAT | NIN | Nitrate Nitrogen Transmitter
Sub CAT | NIT | Nitrate Analyzer
Sub CAT | NLT | Nurse_Call_Zone_Light
Sub CAT | NOC | No cable duct
Sub CAT | NOP | Normal Open Point
Sub CAT | NSL | Natural Slope
Sub CAT | NST | Nurse_Station
Sub CAT | OBD | Other Bridge Element
Sub CAT | OBR | Other Barrier
Sub CAT | OCU | Other Culvert Element
Sub CAT | OCW | Other Cover to Walkway Element
Sub CAT | ODN | Other Deck of Nullah Element
Sub CAT | ODR | Other Drain
Sub CAT | OEG | Other Emergency Gate
Sub CAT | OFB | Other Footbridge Element
Sub CAT | OFQ | Office_Equipment
Sub CAT | OFQ | Office_Equipment
Sub CAT | OFQ | Office_Equipment
Sub CAT | OGU | Other Gully
Sub CAT | OLM | Others (details filled in Remark)
Sub CAT | OLM | Others (details filled in Remark)
Sub CAT | OLT | Outlet
Sub CAT | OLT | Outlet
Sub CAT | OLT | Outlet
Sub CAT | OLT | Outlet
Sub CAT | OLT | Outlet
Sub CAT | OLT | Outlet
Sub CAT | OLT | Outlet
Sub CAT | OLT | Outlet
Sub CAT | OLT | Outlet
Sub CAT | OLT | Outlet
Sub CAT | OLT | Outlet
Sub CAT | OLT | Other Lift Tower Element
Sub CAT | ONB | Other Noise Barrier Element
Sub CAT | ONE | Other Noise Enclosure Element
Sub CAT | OPM | Others
Sub CAT | OPN | Slab Opening
Sub CAT | OPN | Wall Opening
Sub CAT | OPO | Other Podium Element
Sub CAT | OPS | Occupancy_Sensor
Sub CAT | OPS | Others (Portal Structures)
Sub CAT | ORL | Other Railing
Sub CAT | ORM | Others
Sub CAT | ORN | Ornamental Railing
Sub CAT | ORP | Orifice Plate Flowmeter
Sub CAT | OSB | Other Subway Element
Sub CAT | OSE | Other Structure Element
Sub CAT | OSG | Other Sign Gantry Element
Sub CAT | OTC | Tree other than the Cat Code below
Sub CAT | OTC | Crane
Sub CAT | OTL | Overhead Traffic Light Signal
Sub CAT | OTP | Other Parapet
Sub CAT | OTR | Other
Sub CAT | OTR | Other
Sub CAT | OTR | Other
Sub CAT | OTR | Other
Sub CAT | OTR | Other
Sub CAT | OTR | Other
Sub CAT | OTR | Other
Sub CAT | OTR | Other
Sub CAT | OTR | Other
Sub CAT | OTR | Other
Sub CAT | OTR | Other
Sub CAT | OTR | Other
Sub CAT | OTR | Other
Sub CAT | OTR | Other
Sub CAT | OTR | Other
Sub CAT | OTR | Other
Sub CAT | OTR | Other
Sub CAT | OTR | Other
Sub CAT | OTR | Other
Sub CAT | OTR | Other
Sub CAT | OTR | Other
Sub CAT | OTR | Other
Sub CAT | OTR | Other
Sub CAT | OTR | Other
Sub CAT | OTR | Other
Sub CAT | OTR | Other
Sub CAT | OTR | Other
Sub CAT | OTR | Other
Sub CAT | OTR | Other
Sub CAT | OTR | Other
Sub CAT | OTR | Other
Sub CAT | OTR | Other
Sub CAT | OTR | Other
Sub CAT | OTR | Other
Sub CAT | OTR | Other
Sub CAT | OTR | Other
Sub CAT | OTR | Other
Sub CAT | OTR | Other
Sub CAT | OTR | Other
Sub CAT | OTR | Other
Sub CAT | OTR | Other
Sub CAT | OTR | Other
Sub CAT | OTR | Other
Sub CAT | OTR | Other
Sub CAT | OTR | Other
Sub CAT | OTR | Other
Sub CAT | OTR | Other
Sub CAT | OTR | Other
Sub CAT | OTR | Other
Sub CAT | OTR | Other
Sub CAT | OTR | Other
Sub CAT | OTR | Other
Sub CAT | OTS | Other Tram Shelter Element
Sub CAT | OUP | Other Underpass Element
Sub CAT | OUT | Outlet Chamber
Sub CAT | OVF | Overflow Chamber
Sub CAT | OVH | Overhaed
Sub CAT | OVP | Other Vehicle Parapets
Sub CAT | OVR | Override_Keyswitch
Sub CAT | OVT | Old and Valuable Tree
Sub CAT | OXY | Oxygen Detector
Sub CAT | PAB | Type A - B Posting Box
Sub CAT | PAC | Parallel Circuit
Sub CAT | PAM | Pavement
Sub CAT | PAN | PanelBoard
Sub CAT | PAN | PanelBoard
Sub CAT | PAN | PanelBoard
Sub CAT | PAN | PanelBoard
Sub CAT | PAN | PanelBoard
Sub CAT | PAN | PanelBoard
Sub CAT | PAN | PanelBoard
Sub CAT | PAR | Parapet
Sub CAT | PAS | Passenger Shelter
Sub CAT | PAU | Primary_Air_Handling_Unit
Sub CAT | PAV | Pavers
Sub CAT | PAV | Pavers
Sub CAT | PAV | Pavers
Sub CAT | PAV | Pavers
Sub CAT | PAV | Pavers
Sub CAT | PAV | Pavers
Sub CAT | PAV | Pavers
Sub CAT | PAV | Pavers
Sub CAT | PAW | Partition Wall
Sub CAT | PBC | Pipe_Branch_Connection
Sub CAT | PBD | Pipe_Bend
Sub CAT | PBP | PipeFitting_Polybutylene(PB)
Sub CAT | PBP | PipeFitting_Polybutylene(PB)
Sub CAT | PBP | PipeFitting_Polybutylene(PB)
Sub CAT | PBP | PipeFitting_Polybutylene(PB)
Sub CAT | PBP | PipeFitting_Polybutylene(PB)
Sub CAT | PBP | PipeFitting_Polybutylene(PB)
Sub CAT | PBP | PipeFitting_Polybutylene(PB)
Sub CAT | PCA | Type A (Precast)
Sub CAT | PCA | Type A (Precast)
Sub CAT | PCB | Type B (Precast)
Sub CAT | PCB | Type B (Precast)
Sub CAT | PCL | Pipe_Coupling
Sub CAT | PCN | Pipe_Connector
Sub CAT | PCN | Pipe_Connector
Sub CAT | PCN | Pipe_Connector
Sub CAT | PCN | Pipe_Connector
Sub CAT | PCN | Pipe_Connector
Sub CAT | PCN | Pipe_Connector
Sub CAT | PCN | Pipe_Connector
Sub CAT | PCN | Pipe_Connector
Sub CAT | PCN | Pipe_Connector
Sub CAT | PCN | Pipe_Connector
Sub CAT | PCN | Pipe_Connector
Sub CAT | PCN | Pipe_Connector
Sub CAT | PCN | Pipe_Connector
Sub CAT | PCN | Pipe_Connector
Sub CAT | PCN | Pipe_Connector
Sub CAT | PCN | Pipe_Connector
Sub CAT | PCP | Pipe Cap
Sub CAT | PCP | Pipe_Cap
Sub CAT | PCR | Pipe Cross
Sub CAT | PCR | Pipe_Cross
Sub CAT | PDS | Pedestrian Directional Sign
Sub CAT | PEB | Pipe_Elbow
Sub CAT | PED | Pedestrain Gate
Sub CAT | PEP | PipeFitting_Polyethylene(PE)
Sub CAT | PEP | PipeFitting_Polyethylene(PE)
Sub CAT | PEP | PipeFitting_Polyethylene(PE)
Sub CAT | PEP | PipeFitting_Polyethylene(PE)
Sub CAT | PEP | PipeFitting_Polyethylene(PE)
Sub CAT | PEP | PipeFitting_Polyethylene(PE)
Sub CAT | PEP | PipeFitting_Polyethylene(PE)
Sub CAT | PER | Perimeter Light
Sub CAT | PEX | PipeFitting_Crosslinked_Polyethylene(PEX)
Sub CAT | PEX | PipeFitting_Crosslinked_Polyethylene(PEX)
Sub CAT | PEX | PipeFitting_Crosslinked_Polyethylene(PEX)
Sub CAT | PEX | PipeFitting_Crosslinked_Polyethylene(PEX)
Sub CAT | PEX | PipeFitting_Crosslinked_Polyethylene(PEX)
Sub CAT | PEX | PipeFitting_Crosslinked_Polyethylene(PEX)
Sub CAT | PEX | PipeFitting_Crosslinked_Polyethylene(PEX)
Sub CAT | PFG | Pipe Flange
Sub CAT | PFG | Pipe_Flange
Sub CAT | PGI | Planted Galvanized Iron
Sub CAT | PGN | PipeFitting_Generic
Sub CAT | PGN | PipeFitting_Generic
Sub CAT | PGN | PipeFitting_Generic
Sub CAT | PGN | PipeFitting_Generic
Sub CAT | PGN | PipeFitting_Generic
Sub CAT | PGN | PipeFitting_Generic
Sub CAT | PGN | PipeFitting_Generic
Sub CAT | PGN | PipeFitting_Generic
Sub CAT | PGN | PipeFitting_Generic
Sub CAT | PH_ | pH Sensor
Sub CAT | PH_ | pH Transmitter
Sub CAT | PHC | Photocell
Sub CAT | PIP | Pipe Pile
Sub CAT | PIP | Pipe Laid On Slope
Sub CAT | PIP | Pipe Laid On Slope
Sub CAT | PIT | Sewage Pit, Sump
Sub CAT | PKT | Parker_Truss
Sub CAT | PLC | Public Lighting Control Cubicle (Hong Kong - Conventional Lighting)
Sub CAT | PLT | Plants
Sub CAT | PMP | Pump
Sub CAT | PMP | Pump
Sub CAT | PMP | Pump
Sub CAT | PMP | Pump
Sub CAT | PMP | Pump
Sub CAT | PMP | Pump
Sub CAT | PMP | Pump
Sub CAT | PMP | Pump
Sub CAT | PMS | Planted Mild Steel
Sub CAT | PND | Pendant
Sub CAT | PNL | Panel
Sub CAT | POC | Planted Octagon
Sub CAT | POG | Portable Gas Detector
Sub CAT | PP2 | Pedestrian Parapet Type 2
Sub CAT | PP3 | Pedestrian Parapet Type 3
Sub CAT | PPB | Posting Boxes and Second Pouch Box
Sub CAT | PPF | Pipe Fittings
Sub CAT | PPG | Pipe_Plug
Sub CAT | PRC | Progressive Cavity Pump
Sub CAT | PRD | Pipe_Reducer
Sub CAT | PRE | Pressure Sensor
Sub CAT | PRE | Pressure Transmitter
Sub CAT | PRE | Pressure Relief Valve
Sub CAT | PRF | Profile
Sub CAT | PRF | Profile
Sub CAT | PRF | Profile
Sub CAT | PRK | Parking
Sub CAT | PRK | Parking
Sub CAT | PRK | Parking
Sub CAT | PRK | Parking
Sub CAT | PRP | Purge_Panel
Sub CAT | PRR | Pressure Regulating Valve
Sub CAT | PRS | Persons
Sub CAT | PRS | Persons
Sub CAT | PRT | Partition
Sub CAT | PRV | Pressure_Vessel
Sub CAT | PSD | Saddle Support
Sub CAT | PSE | Pipe Support
Sub CAT | PSF | Pole Socket Foundation
Sub CAT | PSG | Passage
Sub CAT | PSR | Pressure_Regulator
Sub CAT | PSR | Pressure_Regulator
Sub CAT | PST | Primary Sedimentation Tank
Sub CAT | PST | Post
Sub CAT | PSW | Pressure_Switch
Sub CAT | PT_ | Plant-Tree
Sub CAT | PTB | Planter Box
Sub CAT | PTE | Pipe Tee
Sub CAT | PTE | Pipe_Tee
Sub CAT | PTE | Pipe Tee
Sub CAT | PTL | Post-Top Public Lighting Pole
Sub CAT | PTP | Pipe_Trap
Sub CAT | PTR | Pipe Transition
Sub CAT | PTR | Pipe_Transition
Sub CAT | PTS | Positional Tile / Slab / Block
Sub CAT | PTT | Pratt_Truss
Sub CAT | PUF | Puddle Flange
Sub CAT | PVC | PVC Pipe
Sub CAT | PW_ | Plastered Layers Type Wall Panels (PW)
Sub CAT | PWL | Parapet Wall
Sub CAT | PWS | Pressurized_Water_Sys
Sub CAT | PWY | Pipe_Wye
Sub CAT | RAM | Ram Pump
Sub CAT | RBA | Removable Concrete Barrier
Sub CAT | RBR | Rigid Barrier
Sub CAT | RCA | Rigid with Colour / Anti-skid Dressing
Sub CAT | RCA | Rigid with Colour / Anti-skid Dressing
Sub CAT | RCA | Rigid with Colour / Anti-skid Dressing
Sub CAT | RCB | Reinforced_Concrete_Beam
Sub CAT | RCB | Reinforced_Concrete_Beam
Sub CAT | RCB | Reinforced_Concrete_Beam
Sub CAT | RCB | Reinforced_Concrete_Beam
Sub CAT | RCB | Reinforced_Concrete_Beam
Sub CAT | RCH | Reinforced_Concrete_Column_Head
Sub CAT | RCH | Reinforced_Concrete_Column_Head
Sub CAT | RCL | Reinforced_Concrete_Column
Sub CAT | RCL | Reinforced_Concrete_Column
Sub CAT | RCL | Reinforced_Concrete_Column
Sub CAT | RCL | Reinforced_Concrete_Column
Sub CAT | RCR | Room_Cooler
Sub CAT | RCT | Rectangular
Sub CAT | RD_ | Recessed Desilting
Sub CAT | RD_ | Recessed Desilting
Sub CAT | RDR | Radiator
Sub CAT | RDS | Roadside
Sub CAT | RDS | Recessed Double Seal
Sub CAT | RDS | Recessed Double Seal
Sub CAT | REA | Return Air Diffuser
Sub CAT | REA | Return Air Grille
Sub CAT | REA | Boundary (Recreation area/facilities)
Sub CAT | RED | Reducer
Sub CAT | REF | Reflective Panel
Sub CAT | REF | Reflective Panel
Sub CAT | REG | Regulatory
Sub CAT | REL | Reveal
Sub CAT | REM | Removable Railing
Sub CAT | RES | Residual Soil
Sub CAT | RET | Rectangle
Sub CAT | RET | Retaining Wall on Slope
Sub CAT | RF_ | Reflex for Traffic Bollard
Sub CAT | RGT | Register
Sub CAT | RHS | Rectangular Hollow Section
Sub CAT | RIG | Rigid (without Colour / Anti-skid Dressing)
Sub CAT | RIG | Rigid (without Colour / Anti-skid Dressing)
Sub CAT | RIG | Rigid (without Colour / Anti-skid Dressing)
Sub CAT | RIG | Rigid (without Colour / Anti-skid Dressing)
Sub CAT | RIG | Rigid (without Colour / Anti-skid Dressing)
Sub CAT | RIG | Rigid (without Colour / Anti-skid Dressing)
Sub CAT | RIG | Rigid (without Colour / Anti-skid Dressing)
Sub CAT | RIG | Rigid (without Colour / Anti-skid Dressing)
Sub CAT | RKD | Raking Drains
Sub CAT | RMK | Road Marking
Sub CAT | RND | Round
Sub CAT | ROA | Rock Anchor
Sub CAT | ROC | Rock
Sub CAT | ROD | Rotary Drum Screen
Sub CAT | ROE | Roof Extract Fan
Sub CAT | ROK | Terrain (Rock head)
Sub CAT | ROO | Roof
Sub CAT | ROO | Roof
Sub CAT | ROO | Roof
Sub CAT | ROO | Roof
Sub CAT | ROO | Roof
Sub CAT | ROO | Roof
Sub CAT | ROO | Roof
Sub CAT | ROO | Roof
Sub CAT | ROO | Roof
Sub CAT | ROS | Ramps or Staircases
Sub CAT | ROS | Ramps or Staircases
Sub CAT | ROS | Ramps or Staircases
Sub CAT | ROS | Ramps or Staircases
Sub CAT | ROS | Ramps or Staircases
Sub CAT | ROS | Ramps or Staircases
Sub CAT | ROS | Ramps or Staircases
Sub CAT | RPN | Rigid Pavement
Sub CAT | RRG | Return_Register
Sub CAT | RS1 | Type 1 Roller Shutter
Sub CAT | RSR | All retaining walls supporting a slope or platform with a surface sloping at <15° - Retaining Wall Part
Sub CAT | RSS | Recessed Single Seal
Sub CAT | RSS | Recessed Single Seal
Sub CAT | RSS | All retaining walls supporting a slope or platform with a surface sloping at <15° - Slope Part
Sub CAT | RST | Reproping Strut
Sub CAT | RTA | Return Air
Sub CAT | RTR | Retangular to Round Reducer
Sub CAT | RTS | Earth landscape mound and retaining structures
Sub CAT | RTW | Retaining wall
Sub CAT | RTW | Retaining Wall
Sub CAT | RUB | Rubber Kerb
Sub CAT | RUT | Router
Sub CAT | RVL | Revolving
Sub CAT | RWP | Rainwater Pipe
Sub CAT | RWP | Rainwater Pipe
Sub CAT | S01 | Special Manhole Type S01
Sub CAT | SAB | Anchor Blot/Post
Sub CAT | SAC | Split_Type_AC_Unit
Sub CAT | SAC | Access Structure
Sub CAT | SAL | Steel Access Ladder
Sub CAT | SAL | Single Arm Public Lighting Pole
Sub CAT | SAP | Steel Angle Post
Sub CAT | SAS | Safety Sling
Sub CAT | SAU | Single Arm Public Lighting Pole Under Bridge
Sub CAT | SBC | Bagged Concrete
Sub CAT | SBH | Horizontal Bracing
Sub CAT | SBK | Precast Concrete Block
Sub CAT | SBM | Structural Beam
Sub CAT | SBS | Berm Stone
Sub CAT | SBS | Beam
Sub CAT | SBV | Vertical Bracing
Sub CAT | SCC | Concrete Coping
Sub CAT | SCD | Single Concrete Draw Pit
Sub CAT | SCF | Concrete Foundation for Beacon
Sub CAT | SCH | Catchpits
Sub CAT | SCL | Structural Concrete Column, Steel Column, Post
Sub CAT | SCL | Structural Column
Sub CAT | SCN | Special_Construction
Sub CAT | SCN | Screen Chamber
Sub CAT | SCO | Sectional Conical
Sub CAT | SCO | Corbel/Concrete Bracket for Pier
Sub CAT | SCR | Screw Pump
Sub CAT | SCR | Screen
Sub CAT | SCS | Concrete Structure
Sub CAT | SCT | Scissor_Truss
Sub CAT | SDF | Suction_Diffuser
Sub CAT | SDF | Suction_Diffuser
Sub CAT | SDL | Sidelight
Sub CAT | SDO | Sludge Draw-off Chamber
Sub CAT | SDR | Sludge Digestion Tank
Sub CAT | SDR | Supply_Diffuser
Sub CAT | SDR | Supply_Diffuser
Sub CAT | SEC | Series Circuit
Sub CAT | SER | Server
Sub CAT | SEW | Sewage Pump
Sub CAT | SF1 | Type 1 Single Leaf
Sub CAT | SF2 | Type 2 Single Leaf
Sub CAT | SFC | Safety Chain
Sub CAT | SFC | Slab Finishing Fair Faced Concrete
Sub CAT | SFH | Street Fire Hydrant
Sub CAT | SFM | Frame (Structural Framing)
Sub CAT | SFO | Foundation Slab / Pile Cap
Sub CAT | SFP | Slab Finishing Painting
Sub CAT | SFT | Staff_Station
Sub CAT | SFT | Slab Finishing Ceramic Tile
Sub CAT | SG_ | Sign
Sub CAT | SGA | Steel Gate
Sub CAT | SGB | Short GMS Bollard
Sub CAT | SGB | Signboard
Sub CAT | SGH | Single_Hung
Sub CAT | SGL | Single
Sub CAT | SGL | Single
Sub CAT | SGL | Single
Sub CAT | SGL | Single
Sub CAT | SGL | Single
Sub CAT | SGL | Single
Sub CAT | SGL | Single
Sub CAT | SGM | Standard Ground Mounted Public Lighting Control Cubicle (Mainland - Conventional Lighting)
Sub CAT | SGW | Gabion Wall
Sub CAT | SHC | Short Column
Sub CAT | SHF | Shafted Conveyor
Sub CAT | SHL | Shaftless Conveyor
Sub CAT | SHP | Sheet Pile
Sub CAT | SHR | Shower
Sub CAT | SHR | Shower
Sub CAT | SHR | Shower
Sub CAT | SHR | Shower
Sub CAT | SHR | Shower
Sub CAT | SHS | Shotcreted Slope
Sub CAT | SHU | Shrub
Sub CAT | SIG | Signage
Sub CAT | SIN | Single Phase Isolator
Sub CAT | SIN | 13A 3 Pin Switched Socket Outlet
Sub CAT | SIT | Terrain (Roadworks)
Sub CAT | SIT | Site Hoardings
Sub CAT | SIT | Seating
Sub CAT | SIT | Seating
Sub CAT | SIT | Seating
Sub CAT | SIT | Seating
Sub CAT | SIT | Seating
Sub CAT | SIT | Seating
Sub CAT | SIT | Seating
Sub CAT | SIT | Seating
Sub CAT | SIT | Seating
Sub CAT | SIT | Seating
Sub CAT | SIT | Seating
Sub CAT | SIT | Seating
Sub CAT | SIT | Seating
Sub CAT | SIT | Seating
Sub CAT | SIT | Seating
Sub CAT | SIT | Seating
Sub CAT | SIT | Seating
Sub CAT | SIT | Seating
Sub CAT | SIT | Seating
Sub CAT | SIT | Seating
Sub CAT | SIT | Seating
Sub CAT | SIT | Seating
Sub CAT | SIT | Site Boundary Polygon
Sub CAT | SIT | Exterior Benches / Seating
Sub CAT | SKI | skirting
Sub CAT | SKY | Skylight
Sub CAT | SLA | Structural Concrete Slab
Sub CAT | SLA | Slab/Pier Deck
Sub CAT | SLA | Road slab
Sub CAT | SLB | Slab
Sub CAT | SLD | Sliding
Sub CAT | SLD | Sliding
Sub CAT | SLG | Stoplog
Sub CAT | SLH | Double Seal Terminal Manhole
Sub CAT | SLH | Double Seal Terminal Manhole
Sub CAT | SLN | Silencer
Sub CAT | SLP | Landing Platform
Sub CAT | SLS | Landing Staircase Structure
Sub CAT | SLT | Landing Step
Sub CAT | SLV | Levelling Stone
Sub CAT | SM_ | Self Mount
Sub CAT | SMC | SPN MCB Board
Sub CAT | SMD | Smoke_Detector
Sub CAT | SMD | Smoke_Detector
Sub CAT | SMD | Smoke_Detector
Sub CAT | SMO | Smoke Damper
Sub CAT | SMO | Smoke Detector
Sub CAT | SNK | Sink
Sub CAT | SNK | Sink
Sub CAT | SNK | Sink
Sub CAT | SNK | Sink
Sub CAT | SNK | Sink
Sub CAT | SNK | Sink
Sub CAT | SNK | Sink
Sub CAT | SNK | Sink
Sub CAT | SNK | Sink
Sub CAT | SNK | Sink
Sub CAT | SNK | Sink
Sub CAT | SNK | Sink
Sub CAT | SNK | Sink
Sub CAT | SNR | Sensor
Sub CAT | SNR | Sensor
Sub CAT | SNR | Sensor
Sub CAT | SNR | Sensor
Sub CAT | SNR | Sensor
Sub CAT | SNR | Sensor
Sub CAT | SOF | Soffit
Sub CAT | SOF | Soffit
Sub CAT | SOF | Soffit
Sub CAT | SOF | Soffit
Sub CAT | SOF | Soffit
Sub CAT | SOF | Soffit
Sub CAT | SOF | Soffit
Sub CAT | SOF | Soffit
Sub CAT | SOF | Soffit
Sub CAT | SOF | Soffit
Sub CAT | SOI | Soil
Sub CAT | SON | Soil Nail
Sub CAT | SOP | Solar Panel
Sub CAT | SPA | Supply Air
Sub CAT | SPB | Publicity Board Support
Sub CAT | SPC | Specialties
Sub CAT | SPC | Pile Cap
Sub CAT | SPG | Spigot
Sub CAT | SPH | Speaker_Horn
Sub CAT | SPH | Standard Subway Concrete Pump House
Sub CAT | SPI | Pile Foundation
Sub CAT | SPI | Manhole Step Iron
Sub CAT | SPK | Speaker
Sub CAT | SPL | Soffit Public Lighting
Sub CAT | SPM | Pell Mell Rubble
Sub CAT | SPP | Supports
Sub CAT | SPP | Precast Beam Slab Panel
Sub CAT | SPP | Supports
Sub CAT | SPP | Supports
Sub CAT | SPP | Supports
Sub CAT | SPT | Spotlight (Floodlight)
Sub CAT | SQU | Square
Sub CAT | SRA | Rock Armour for seawall and breakwater
Sub CAT | SRC | Strategic Route Chainage
Sub CAT | SRF | Rock Fill
Sub CAT | SRG | Supply_Register
Sub CAT | SRL | Steel Handrailing
Sub CAT | SRN | Security Siren
Sub CAT | SRP | Ramp
Sub CAT | SSC | Service_Section
Sub CAT | SSE | Stainless Steel Entrance Gate
Sub CAT | SSL | Stone-Slope Wall
Sub CAT | SSP | Step Channels
Sub CAT | SSS | Steel Structure for Beacon
Sub CAT | SST | Steel Staircase
Sub CAT | SST | Stainless Steel
Sub CAT | SST | PipeFitting_Stainless_Steel
Sub CAT | SST | PipeFitting_Stainless_Steel
Sub CAT | SST | PipeFitting_Stainless_Steel
Sub CAT | SST | PipeFitting_Stainless_Steel
Sub CAT | SST | PipeFitting_Stainless_Steel
Sub CAT | SST | PipeFitting_Stainless_Steel
Sub CAT | SST | PipeFitting_Stainless_Steel
Sub CAT | STA | Site_Accessories
Sub CAT | STA | Site_Accessories
Sub CAT | STA | Site_Accessories
Sub CAT | STA | Site_Accessories
Sub CAT | STA | Site_Accessories
Sub CAT | STA | Site_Accessories
Sub CAT | STA | Site_Accessories
Sub CAT | STA | Site_Accessories
Sub CAT | STA | Site_Accessories
Sub CAT | STA | Site_Accessories
Sub CAT | STA | Site_Accessories
Sub CAT | STA | Site_Accessories
Sub CAT | STA | Site_Accessories
Sub CAT | STA | Site_Accessories
Sub CAT | STA | Site_Accessories
Sub CAT | STA | Site_Accessories
Sub CAT | STA | Site_Accessories
Sub CAT | STB | Steel_Beam (Steel_Member)
Sub CAT | STB | Steel_Beam (Steel_Member)
Sub CAT | STB | Steel_Beam (Steel_Member)
Sub CAT | STB | Steel_Beam (Steel_Member)
Sub CAT | STC | Steel_Column (Steel_Member)
Sub CAT | STC | Steel_Column (Steel_Member)
Sub CAT | STC | Steel_Column (Steel_Member)
Sub CAT | STC | Steel_Column (Steel_Member)
Sub CAT | STC | Steel_Column (Steel_Member)
Sub CAT | STC | Steel_Column (Steel_Member)
Sub CAT | STC | Steel_Column (Steel_Member)
Sub CAT | STG | Storage
Sub CAT | STG | Storage
Sub CAT | STG | Storage
Sub CAT | STG | Storage
Sub CAT | STG | Storage
Sub CAT | STG | Storage
Sub CAT | STL | Steel
Sub CAT | STL | Stagger Public Lighting Pole
Sub CAT | STL | Steel
Sub CAT | STM | Stone Marker
Sub CAT | STN | Strainer
Sub CAT | STN | Strainer
Sub CAT | STN | Strainer
Sub CAT | STO | Stone
Sub CAT | STO | Storage Tank
Sub CAT | STR | Street_Lamp
Sub CAT | STR | Street_Lamp
Sub CAT | STR | Strainer
Sub CAT | STT | Strut
Sub CAT | STU | Site_Utility
Sub CAT | STU | Site_Utility
Sub CAT | STU | Site_Utility
Sub CAT | STU | Site_Utility
Sub CAT | STU | Site_Utility
Sub CAT | STU | Site_Utility
Sub CAT | STU | Site_Utility
Sub CAT | STU | Site_Utility
Sub CAT | STU | Site_Utility
Sub CAT | STU | Site_Utility
Sub CAT | STU | Site_Utility
Sub CAT | STU | Site_Utility
Sub CAT | STU | Site_Utility
Sub CAT | STU | Site_Utility
Sub CAT | STU | Site_Utility
Sub CAT | STU | Site_Utility
Sub CAT | STU | Site_Utility
Sub CAT | STU | Site_Utility
Sub CAT | STU | Site_Utility
Sub CAT | STU | Site_Utility
Sub CAT | STU | Site_Utility
Sub CAT | STU | Site_Utility
Sub CAT | STU | Site_Utility
Sub CAT | STU | Site_Utility
Sub CAT | STU | Site_Utility
Sub CAT | STW | Structural Wall
Sub CAT | SUA | Supply Air Diffuser
Sub CAT | SUA | Supply Air Grille
Sub CAT | SUB | Submersible Mixer
Sub CAT | SUC | Concrete Cover for Channels
Sub CAT | SUD | Sustainable_Design
Sub CAT | SUD | Sustainable_Design
Sub CAT | SUD | Sustainable_Design
Sub CAT | SUD | Sustainable_Design
Sub CAT | SUD | Sustainable_Design
Sub CAT | SUG | Cast Iron Grating for Channels
Sub CAT | SUP | U-Channels
Sub CAT | SUS | Suspended Solids Detector
Sub CAT | SUS | Suspended Solids Sensor
Sub CAT | SUS | Suspended Solids Transmitter
Sub CAT | SVE | Stone-Vertical Wall
Sub CAT | SVP | Steel Vehicle Parapet
Sub CAT | SWA | Wave Absorption Chamber
Sub CAT | SWC | Switch
Sub CAT | SWC | Switch
Sub CAT | SWC | Switch
Sub CAT | SWC | Switch
Sub CAT | SWC | Switch
Sub CAT | SWK | Sitework
Sub CAT | SWL | Structural Concrete Wall, Skin Wall
Sub CAT | SWL | Structural Wall / Retaining wall
Sub CAT | SWP | Soil and Waste Pipe
Sub CAT | SWP | Soil and Waste Pipe
Sub CAT | SWT | Stonewall Tree
Sub CAT | SWT | Sawtooth_Truss
Sub CAT | T1_ | Type T1
Sub CAT | T1_ | Type 1
Sub CAT | T1_ | Type T1
Sub CAT | T1_ | Type 1
Sub CAT | T10 | Type T5
Sub CAT | T10 | Type T5
Sub CAT | T2_ | Type T2
Sub CAT | T2_ | Type 2
Sub CAT | T2_ | Type T2
Sub CAT | T2_ | Type 2
Sub CAT | T3_ | Type T3
Sub CAT | T3_ | Type 3
Sub CAT | T3_ | Type T3
Sub CAT | T3_ | Type 3
Sub CAT | T4_ | Type T4
Sub CAT | T4_ | Type T4
Sub CAT | TAP | Tap(Facucet)
Sub CAT | TBB | Thrie Beam Barrier
Sub CAT | TBL | Table
Sub CAT | TBL | Table
Sub CAT | TBL | Table
Sub CAT | TBL | Table
Sub CAT | TBL | Table
Sub CAT | TBL | Table
Sub CAT | TBL | Table
Sub CAT | TBL | Table
Sub CAT | TBL | Table
Sub CAT | TBL | Table
Sub CAT | TBL | Table
Sub CAT | TBL | Table
Sub CAT | TBS | Travelling_Band_Screen
Sub CAT | TCH | Trench
Sub CAT | TCR | Concrete cover
Sub CAT | TEE | Tee
Sub CAT | TEE | Tee
Sub CAT | TEM | Temperature Monitor
Sub CAT | TEM | Temperature Sensor
Sub CAT | TEM | Temperature Transmitter
Sub CAT | TEM | Temporary Barrier
Sub CAT | TEP | Termination Point
Sub CAT | TEP | Telephone Pole
Sub CAT | TFC | External Wall Finishing Fair Faced Concrete
Sub CAT | TFF | Troffer
Sub CAT | TFF | Troffer
Sub CAT | TFF | Troffer
Sub CAT | TGE | Geotextile
Sub CAT | THP | Thermal_Moisture_Protection
Sub CAT | TIB | Tie Beam
Sub CAT | TIE | Tie Beam
Sub CAT | TIT | Sub-CAT code for Title block
Sub CAT | TLD | Telephone_Outlet_Data
Sub CAT | TLF | Lining Footing
Sub CAT | TLK | Lining Kicker
Sub CAT | TLO | Telephone_Outlet
Sub CAT | TLP | Traffic Signal Post
Sub CAT | TLT | Tracklight
Sub CAT | TMB | Termination_Box
Sub CAT | TMB | Termination_Box
Sub CAT | TMB | Termination_Box
Sub CAT | TMC | TPN MCB Board
Sub CAT | TML | Tree in Tree Monitoring List
Sub CAT | TMN | Terminations
Sub CAT | TMP | Temporary_Works
Sub CAT | TMW | Temporary Work, Temporary Structure, Platform
Sub CAT | TNP | Transfer Plate
Sub CAT | TOC | Tower or Cable
Sub CAT | TOC | Tower or Cable
Sub CAT | TOP | Terrain (Site Topology)
Sub CAT | TRC | Traffic Cylinder
Sub CAT | TRE | Tree
Sub CAT | TRJ | Transverse Joint
Sub CAT | TRN | Transformer
Sub CAT | TRN | Transformer
Sub CAT | TRN | Transformer
Sub CAT | TRP | Site Hoardings with Transparent Panels
Sub CAT | TRP | Steam Trap, Sand Trap, Grease Trap
Sub CAT | TRR | Tree Ring
Sub CAT | TRS | Tram Shelter
Sub CAT | TRV | Travelator
Sub CAT | TS_ | Traffic Sign Pole
Sub CAT | TSF | Terrain (Site formation)
Sub CAT | TSF | Foundation and Mini-drawpit for Traffic Signal Pole
Sub CAT | TSP | Traffic Sign Plate
Sub CAT | TST | Toilet_Station
Sub CAT | TSU | Tile Surface
Sub CAT | TSW | Traffic Sign Plate(without facing director)
Sub CAT | TTI | Tree Tie
Sub CAT | TUB | Tubular Railing
Sub CAT | TUB | Tub(Bathtub)
Sub CAT | TUB | Tub(Bathtub)
Sub CAT | TUB | Tub(Bathtub)
Sub CAT | TUB | Tub(Bathtub)
Sub CAT | TUC | Tunnel Chainage
Sub CAT | TUL | Tubular Light
Sub CAT | TUM | Self-erective Tubular Marker on Cycle Track
Sub CAT | TUN | Tunnel Sign
Sub CAT | TUN | Tunnel_Structure
Sub CAT | TUR | Turbidity Sensor
Sub CAT | TUR | Turbidity Transmitter
Sub CAT | TVD | OHVD (Over Height Vehicle Detector)
Sub CAT | TWA | Waterproofing
Sub CAT | TWD | Twin Concrete Draw
Sub CAT | UCB | Untensioned Corrugated Beam Barrier
Sub CAT | UKN | Unknown
Sub CAT | ULL | Ultrasonic Level Sensor
Sub CAT | ULL | Ultrasonic Level Transmitter
Sub CAT | UNL | Underpass Light
Sub CAT | UPS | Uninterruptible_Power_Supply
Sub CAT | UPV | PipeFitting_Unplasticized_PVC
Sub CAT | UPV | PipeFitting_Unplasticized_PVC
Sub CAT | UPV | PipeFitting_Unplasticized_PVC
Sub CAT | UPV | PipeFitting_Unplasticized_PVC
Sub CAT | UPV | PipeFitting_Unplasticized_PVC
Sub CAT | UPV | PipeFitting_Unplasticized_PVC
Sub CAT | UPV | PipeFitting_Unplasticized_PVC
Sub CAT | UPV | PipeFitting_Unplasticized_PVC
Sub CAT | UPV | PipeFitting_Unplasticized_PVC
Sub CAT | UPV | PipeFitting_Unplasticized_PVC
Sub CAT | UPV | PipeFitting_Unplasticized_PVC
Sub CAT | URN | Urinal
Sub CAT | URN | Urinal
Sub CAT | URN | Urinal
Sub CAT | URN | Urinal
Sub CAT | URN | Urinal
Sub CAT | UTE | Utility Enclosure
Sub CAT | UTH | Unit_Heater
Sub CAT | UTP | U Trap
Sub CAT | UWT | Underwater
Sub CAT | UWT | Underwater
Sub CAT | VAV | VAV_VAVBox
Sub CAT | VCP | Pin for Vertical Control
Sub CAT | VCS | Staple for Vertical Control
Sub CAT | VCS | Ventilation_Control_System
Sub CAT | VEG | Vegetation
Sub CAT | VEH | Vehicular Gate on Boundary Fence
Sub CAT | VFD | Variable_Frequency_Drive
Sub CAT | VGR | Vertical Grab Rail
Sub CAT | VIB | Vibration Sensor
Sub CAT | VIB | Vibration Transmitter
Sub CAT | VLV | Valve
Sub CAT | VLV | Valve
Sub CAT | VLV | Valve
Sub CAT | VLV | Valve
Sub CAT | VLV | Valve
Sub CAT | VLV | Valve
Sub CAT | VLV | Valve
Sub CAT | VLV | Valve
Sub CAT | VLV | Valve
Sub CAT | VLV | Valve
Sub CAT | VLV | Valve
Sub CAT | VLV | Valve
Sub CAT | VLV | Valve
Sub CAT | VLV | Valve
Sub CAT | VLV | Valve
Sub CAT | VLV | Valve
Sub CAT | VLV | Valve
Sub CAT | VLV | Valve
Sub CAT | VLV | Valve
Sub CAT | VLV | Valve
Sub CAT | VLV | Valve
Sub CAT | VLV | Valve
Sub CAT | VLV | Valve
Sub CAT | VLV | Valve
Sub CAT | VLV | Valve
Sub CAT | VLV | Valve
Sub CAT | VLV | Valve
Sub CAT | VLV | Valve
Sub CAT | VLV | Valve
Sub CAT | VLV | Valve
Sub CAT | VLV | Valve
Sub CAT | VLV | Valve
Sub CAT | VLV | Valve
Sub CAT | VLV | Valve
Sub CAT | VLV | Valve
Sub CAT | VOC | Volume Control Damper
Sub CAT | VRV | Variable_Refrigerant _Volume_Unit
Sub CAT | VS_ | Visitor Sign
Sub CAT | VSC | Vegetation Surface Cover
Sub CAT | VTP | Vent Pipe
Sub CAT | VTP | Vent Pipe
Sub CAT | WAL | Wall
Sub CAT | WAL | Wall
Sub CAT | WAL | Wall
Sub CAT | WAL | Wall
Sub CAT | WAL | Wall
Sub CAT | WAL | Wall
Sub CAT | WAL | Wall
Sub CAT | WAL | Wall
Sub CAT | WAM | Wall Mounted Public Lighting Control Cubicle
Sub CAT | WAP | Waste Pipe
Sub CAT | WAP | Waste Pipe
Sub CAT | WAR | Warning
Sub CAT | WAT | Water_Storage_Tank
Sub CAT | WAT | Water_Storage_Tank
Sub CAT | WAT | Water_Storage_Tank
Sub CAT | WAT | Water_Storage_Tank
Sub CAT | WAT | Water_Storage_Tank
Sub CAT | WAT | Water_Storage_Tank
Sub CAT | WAT | Water_Storage_Tank
Sub CAT | WAT | Water_Storage_Tank
Sub CAT | WAT | Water_Storage_Tank
Sub CAT | WCC | Water_Cooled_Chiller
Sub CAT | WCC | Water_Cooled_Chiller
Sub CAT | WCC | Water_Cooled_Chiller
Sub CAT | WCS | Water_Closet
Sub CAT | WCS | Water_Closet
Sub CAT | WCS | Water_Closet
Sub CAT | WCS | Water_Closet
Sub CAT | WCS | Water_Closet
Sub CAT | WCS | Water_Closet
Sub CAT | WCS | Water_Closet
Sub CAT | WDT | Wood_Timber
Sub CAT | WEI | Weir Penstock
Sub CAT | WFL | Water_Filter
Sub CAT | WFL | Water_Filter
Sub CAT | WFL | Water_Filter
Sub CAT | WGI | Welded Galvanized Iron
Sub CAT | WGR | Washed Granolithic Surface
Sub CAT | WHT | Water_Heater
Sub CAT | WHT | Water_Heater
Sub CAT | WHT | Water_Heater
Sub CAT | WJT | Wood_I_Joist
Sub CAT | WKS | Work_Surface
Sub CAT | WLG | Waling
Sub CAT | WLL | Wall_Light
Sub CAT | WM_ | Wall Mount
Sub CAT | WMB | Water Meter Box
Sub CAT | WML | Wall Mounted Public Lighting
Sub CAT | WMS | Welded Mild Steel
Sub CAT | WMT | Water_Meter
Sub CAT | WOP | Washout Pipe
Sub CAT | WPL | Weatherproof Local Fire Alarm and Indication Panel
Sub CAT | WPL | Wood_Plastic
Sub CAT | WRM | Wire Mesh
Sub CAT | WRT | Warren_Truss
Sub CAT | WRT | Warren_Truss
Sub CAT | WSF | Water_Softener
Sub CAT | WSH | Washout Chamber
Sub CAT | WTR | Wood_Truss
Sub CAT | WTS | Water_Treatment_Sys
Sub CAT | XPL | Exterior_Plant
Sub CAT | XPL | Exterior_Plant
Sub CAT | XPL | Exterior_Plant

## Field 1 and 2 of Object Name
Source | Classification | Field 1 | Field Name | Field 1 (Short form) | Field 2 | Field Name | Field 2 (Short form) | Duplicated ? | Update as of 3/3/2026
AECOM | No classification |  |  |  | Sub-CAT code for Title block | Sub CAT Code | TIT |  | Yes
ALKF | No classification | Skirting | Cat Code | SKT |  |  |  |  | Yes
ArchSD | No classification |  |  |  | Folding Grab Rail | Sub CAT Code | FGR |  | Yes
ArchSD | No classification |  |  |  | Vertical Grab Rail | Sub CAT Code | VGR |  | Yes
ArchSD | No classification | Plumbing Equipment | Cat Code | PUE |  |  |  |  | Yes
BD | No classification | Carpark | Cat Code | PRK | Car-parks for Persons with a Disability | Sub CAT Code | AC1
BD | No classification | Carpark | Cat Code | PRK | Car-parks for Persons with a Disability (Side by Side) | Sub CAT Code | AC2
BD | No classification | Carpark | Cat Code | PRK | Car-parks for Persons with a Disability (Side by Side Yellow Hatched Markings) | Sub CAT Code | ACM
BD | No classification | Carpark | Cat Code | PRK | Coaches and Buses | Sub CAT Code | BUS | The following Fields share the same Sub-CAT code: 1 - Carpark - Coaches and Buses (BD) 2 - Shelter - Bus Shelter (HyD)
BD | No classification | Carpark | Cat Code | PRK | Private Cars and Taxis | Sub CAT Code | CAR | The following Fields share the same Sub-CAT code: 1 - Carpark - Private Cars and Taxis (BD) 2 - Entourage - Cars (CIC) 3 - Carrier Drain - Carrier Drain (HyD)
BD | No classification | Carpark | Cat Code | PRK | Container Vehicles | Sub CAT Code | COV | The following Fields share the same Sub-CAT code: 1 - Carpark - Container Vehicles (BD) 2 - Other - Cover and frame (DSD)
BD | No classification | Carpark | Cat Code | PRK | Light Goods Vehicles | Sub CAT Code | LGV
BD | No classification | Carpark | Cat Code | PRK | Light Buses | Sub CAT Code | LIB
BD | No classification | Carpark | Cat Code | PRK | Medium/Heavy Goods Vehicles | Sub CAT Code | MGV
BD | No classification | Carpark | Cat Code | PRK | Motorcycles | Sub CAT Code | MOC
Build King | No classification |  |  |  | Computerized Hoist | Sub CAT Code | CMH |  | Yes
Build King | No classification |  |  |  | Curtain | Sub CAT Code | CRT |  | Yes
Build King | No classification |  |  |  | Planter Box | Sub CAT Code | PTB |  | Yes
CEDD | No classification | Marine Architectural Elements | Cat Code | MAO | Blue Colour Paint | Sub CAT Code | ABP
CEDD | No classification |  |  |  | Roof Gutter | Sub CAT Code | AGT
CEDD | No classification | Geotechnical Model | Cat Code | GEO | Alluvium | Sub CAT Code | ALL
CEDD | No classification | Marine Architectural Elements | Cat Code | MAO | Non-Slip Yellow Nosing | Sub CAT Code | AYN
CEDD | No classification | Digital Terrain Model | Cat Code | DTM | Terrain (Bathymetry) | Sub CAT Code | BAE
CEDD | No classification | Geotechnical Structure Model | Cat Code | GSM | Baffle Wall | Sub CAT Code | BAF | The following Fields share the same Sub-CAT code: 1 - Geotechnical Structure Model - Baffle Wall (CEDD) 2 - Excavation and Lateral Support - Backfill (HyD)
CEDD | No classification | Digital Terrain Model | Cat Code | DTM | Terrain (Proposed Profile or Tunnel Seabed Levels) | Sub CAT Code | BAP
CEDD | No classification | Geotechnical Model | Cat Code | GEO | Bedrock | Sub CAT Code | BED
CEDD | No classification | Geotechnical Structure Model | Cat Code | GSM | Structural Concrete Beam | Sub CAT Code | BEM | The following Fields share the same Sub-CAT code: 1 - Geotechnical Structure Model - Structural Concrete Beam (CEDD) 2 - Noise Enclosure - Beam (HyD)
CEDD | No classification | Digital Terrain Model | Cat Code | DTM | Terrain (Shoreline / Beach Finish Level) | Sub CAT Code | BFL
CEDD | No classification | Geotechnical Structure Model | Cat Code | GSM | Borehole | Sub CAT Code | BOH
CEDD | No classification | Marine Civil Model | Cat Code | SIT | Barrier Bollard | Sub CAT Code | CBB
CEDD | No classification | Marine Civil Model | Cat Code | SIT | Bench | Sub CAT Code | CBN | The following Fields share the same Sub-CAT code: 1 - Marine Civil Model - Bench (CEDD) 2 - Casework - Cabinet (CIC)
CEDD | No classification | Fender System Model | Cat Code | FEN | Mooring Bollard | Sub CAT Code | CBO
CEDD | No classification |  |  |  | Concrete Plinth | Sub CAT Code | CCP | The following Fields share the same Sub-CAT code: 1 - Concrete Plinth (CEDD) 2 - Conduit Fittings - Conduit Cap (CIC)
CEDD | No classification | Geotechnical Model | Cat Code | GEO | Completely Decomposed Rock | Sub CAT Code | CDR | The following Fields share the same Sub-CAT code: 1 - Geotechnical Model - Completely Decomposed Rock (CEDD) 2 - Mechanical Equipment - Condenser (CIC)
CEDD | No classification | Marine Civil Model | Cat Code | SIT | Fence | Sub CAT Code | CFC
CEDD | No classification | Marine Civil Model | Cat Code | SIT | Tidal Gauge House | Sub CAT Code | CGH
CEDD | No classification | Marine Civil Model | Cat Code | SIT | Gate | Sub CAT Code | CGT
CEDD | No classification | Marine Civil Model | Cat Code | SIT | Lifebuoy | Sub CAT Code | CLB | The following Fields share the same Sub-CAT code: 1 - Marine Civil Model - Lifebuoy (CEDD) 2 - Concrete Lining - Concrete Lining Unreinforced (Below Carriageway) (HyD)
CEDD | No classification | Fender System Model | Cat Code | FEN | Mooring Eye | Sub CAT Code | CME
CEDD | No classification | Marine Civil Model | Cat Code | SIT | Marine Notice Board | Sub CAT Code | CMN
CEDD | No classification | Geotechnical Structure Model | Cat Code | GSM | Maintenance Access | Sub CAT Code | CMS
CEDD | No classification | Marine Civil Model | Cat Code | SIT | Pier Notice board | Sub CAT Code | CNB
CEDD | No classification | Marine Civil Model | Cat Code | SIT | Navigation Light Post | Sub CAT Code | CNL
CEDD | No classification | Geotechnical Model | Cat Code | GEO | Compacted Fill | Sub CAT Code | COF
CEDD | No classification | Geotechnical Model | Cat Code | GEO | Colluvium | Sub CAT Code | COL | The following Fields share the same Sub-CAT code: 1 - Geotechnical Model - Colluvium (CEDD) 2 - Portal Structure - Concrete Lining (HyD)
CEDD | No classification | Marine Civil Model | Cat Code | SIT | Signage/information plate | Sub CAT Code | CSG
CEDD | No classification | Fender System Model | Cat Code | FEN | Step Iron | Sub CAT Code | CSI
CEDD | No classification | Marine Civil Model | Cat Code | SIT | Tidal Gauge Tubes | Sub CAT Code | CTG
CEDD | No classification |  |  |  | Cushioning Material for Rigid Barrier | Sub CAT Code | CUM |  | Yes
CEDD | No classification | Marine Civil Model | Cat Code | SIT | Electric Pole | Sub CAT Code | ETP
CEDD | No classification | Fender System Model | Cat Code | FEN | Steel Bracket | Sub CAT Code | FBK
CEDD | No classification | Geotechnical Structure Model | Cat Code | GSM | Flexible Barrier | Sub CAT Code | FBR
CEDD | No classification | Fender System Model | Cat Code | FEN | Capping | Sub CAT Code | FCA | The following Fields share the same Sub-CAT code: 1 - Fender System Model - Capping (CEDD) 2 - Structural Foundations - Foundation_Cap (CIC) 3 - Carriageway - Flexible with Colour / Anti-skid Dressing (HyD)
CEDD | No classification | Fender System Model | Cat Code | FEN | Chain for Fender System | Sub CAT Code | FCH
CEDD | No classification | Fender System Model | Cat Code | FEN | Eye Blot for Fender System | Sub CAT Code | FEB
CEDD | No classification | Fender System Model | Cat Code | FEN | Frontal Pad | Sub CAT Code | FFP
CEDD | No classification | Fender System Model | Cat Code | FEN | Horizontal Fender | Sub CAT Code | FHF
CEDD | No classification | Fender System Model | Cat Code | FEN | Horizontal Wailing System | Sub CAT Code | FHW
CEDD | No classification | Geotechnical Model | Cat Code | GEO | Fill | Sub CAT Code | FIL | The following Fields share the same Sub-CAT code: 1 - Geotechnical Model - Fill (CEDD) 2 - HyD Registered Slope - Fill Slope (HyD) 3 - HyD Unregistered Slope - Fill Slope (HyD)
CEDD | No classification | Fender System Model | Cat Code | FEN | Inclined Wailing System | Sub CAT Code | FIW
CEDD | No classification | Fender System Model | Cat Code | FEN | Rubber Buffer | Sub CAT Code | FRB
CEDD | No classification | Fender System Model | Cat Code | FEN | Step Block | Sub CAT Code | FSB
CEDD | No classification | Fender System Model | Cat Code | FEN | Steel Plate for Wailing system | Sub CAT Code | FSP | The following Fields share the same Sub-CAT code: 1 - Fender System Model - Steel Plate for Wailing system (CEDD) 2 - Fire Alarm Devices - Fire_Alarm_Strobe_Speaker (CIC)
CEDD | No classification | Fender System Model | Cat Code | FEN | Vertical Fender | Sub CAT Code | FVF
CEDD | No classification |  |  |  | Gabion for Rigid Barrier | Sub CAT Code | GAB |  | Yes
CEDD | No classification |  |  |  | Ground Anchors | Sub CAT Code | GAR |  | Yes
CEDD | No classification |  |  |  | Steel Grating for Rigid Barrier | Sub CAT Code | GRA |  | Yes
CEDD | No classification | Geotechnical Model | Cat Code | GEO | Design Groundwater Profile | Sub CAT Code | GRW
CEDD | No classification | Geotechnical Model | Cat Code | GEO | Highly Decomposed Rock | Sub CAT Code | HDR
CEDD | No classification | Geotechnical Structure Model | Cat Code | GSM | Hard Surface Cover | Sub CAT Code | HSC
CEDD | No classification | Lot Boundary | Cat Code | LOT | Land Lot Boundary | Sub CAT Code | LAN
CEDD | No classification | Geotechnical Structure Model | Cat Code | GSM | Mass Concrete Infill | Sub CAT Code | MAC
CEDD | No classification | Geotechnical Model | Cat Code | GEO | Marine Deposits | Sub CAT Code | MAD
CEDD | No classification | Geotechnical Structure Model | Cat Code | GSM | Man-made Slope | Sub CAT Code | MMS
CEDD | No classification | Geotechnical Structure Model | Cat Code | GSM | Natural Slope | Sub CAT Code | NSL
CEDD | No classification | Geotechnical Structure Model | Cat Code | GSM | Rigid Barrier | Sub CAT Code | RBR
CEDD | No classification | Lot Boundary | Cat Code | LOT | Boundary (Recreation area/facilities) | Sub CAT Code | REA | The following Fields share the same Sub-CAT code: 1 - Lot Boundary - Boundary (Recreation area/facilities) (CEDD) 2 - Diffuser - Return Air Diffuser (DSD) 3 - Grille - Return Air Grille (DSD)
CEDD | No classification | Geotechnical Model | Cat Code | GEO | Residual Soil | Sub CAT Code | RES
CEDD | No classification |  |  |  | Retaining Wall on Slope | Sub CAT Code | RET | The following Fields share the same Sub-CAT code: 1 - Retaining Wall on Slope (CEDD) 2 - Gully Sump - Rectangle (HyD)
CEDD | No classification | Geotechnical Structure Model | Cat Code | GSM | Raking Drains | Sub CAT Code | RKD
CEDD | No classification | Digital Terrain Model | Cat Code | DTM | Terrain (Rock head) | Sub CAT Code | ROK
CEDD | No classification | Marine Structure Foundation Model | Cat Code | MSF | Anchor Blot/Post | Sub CAT Code | SAB
CEDD | No classification | Marine Structure Model | Cat Code | MSO | Access Structure | Sub CAT Code | SAC | The following Fields share the same Sub-CAT code: 1 - Marine Structure Model - Access Structure (CEDD) 2 - Mechanical Equipment - Split_Type_AC_Unit (CIC)
CEDD | No classification | Geotechnical Structure Model | Cat Code | GSM | Steel Access Ladder | Sub CAT Code | SAL
CEDD | No classification | Marine Structure Model | Cat Code | MSO | Bagged Concrete | Sub CAT Code | SBC
CEDD | No classification | Marine Structure Foundation Model | Cat Code | MSF | Horizontal Bracing | Sub CAT Code | SBH
CEDD | No classification | Marine Structure Model | Cat Code | MSO | Precast Concrete Block | Sub CAT Code | SBK
CEDD | No classification | Marine Structure Foundation Model | Cat Code | MSF | Structural Beam | Sub CAT Code | SBM
CEDD | No classification | Marine Structure Model | Cat Code | MSO | Berm Stone | Sub CAT Code | SBS
CEDD | No classification | Marine Structure Foundation Model | Cat Code | MSF | Vertical Bracing | Sub CAT Code | SBV
CEDD | No classification | Marine Structure Foundation Model | Cat Code | MSF | Concrete Coping | Sub CAT Code | SCC
CEDD | No classification | Marine Structure Foundation Model | Cat Code | MSF | Concrete Foundation for Beacon | Sub CAT Code | SCF
CEDD | No classification | Geotechnical Structure Model | Cat Code | GSM | Catchpits | Sub CAT Code | SCH
CEDD | No classification | Geotechnical Structure Model | Cat Code | GSM | Structural Concrete Column, Steel Column, Post | Sub CAT Code | SCL
CEDD | No classification | Marine Structure Model | Cat Code | MSO | Structural Column | Sub CAT Code | SCL
CEDD | No classification | Marine Structure Model | Cat Code | MSO | Corbel/Concrete Bracket for Pier | Sub CAT Code | SCO
CEDD | No classification | Marine Structure Foundation Model | Cat Code | MSF | Concrete Structure | Sub CAT Code | SCS
CEDD | No classification | Geotechnical Structure Model | Cat Code | GSM | Steel Gate | Sub CAT Code | SGA
CEDD | No classification | Marine Structure Model | Cat Code | MSO | Gabion Wall | Sub CAT Code | SGW
CEDD | No classification | Digital Terrain Model | Cat Code | DTM | Terrain (Roadworks) | Sub CAT Code | SIT
CEDD | No classification | Lot Boundary | Cat Code | LOT | Site Boundary Polygon | Sub CAT Code | SIT
CEDD | No classification | Marine Civil Model | Cat Code | SIT | Exterior Benches / Seating | Sub CAT Code | SIT
CEDD | No classification | Geotechnical Structure Model | Cat Code | GSM | Structural Concrete Slab | Sub CAT Code | SLA
CEDD | No classification | Marine Structure Model | Cat Code | MSO | Slab/Pier Deck | Sub CAT Code | SLA
CEDD | No classification | Marine Structure Model | Cat Code | MSO | Landing Platform | Sub CAT Code | SLP
CEDD | No classification | Marine Structure Model | Cat Code | MSO | Landing Staircase Structure | Sub CAT Code | SLS
CEDD | No classification | Marine Structure Model | Cat Code | MSO | Landing Step | Sub CAT Code | SLT
CEDD | No classification | Marine Structure Model | Cat Code | MSO | Levelling Stone | Sub CAT Code | SLV
CEDD | No classification | Geotechnical Structure Model | Cat Code | GSM | Soil Nail | Sub CAT Code | SON
CEDD | No classification |  |  |  | Solar Panel | Sub CAT Code | SOP
CEDD | No classification | Marine Structure Foundation Model | Cat Code | MSF | Pile Cap | Sub CAT Code | SPC
CEDD | No classification | Marine Structure Foundation Model | Cat Code | MSF | Pile Foundation | Sub CAT Code | SPI
CEDD | No classification | Marine Structure Model | Cat Code | MSO | Pell Mell Rubble | Sub CAT Code | SPM
CEDD | No classification | Marine Structure Model | Cat Code | MSO | Precast Beam Slab Panel | Sub CAT Code | SPP
CEDD | No classification | Marine Structure Model | Cat Code | MSO | Rock Armour for seawall and breakwater | Sub CAT Code | SRA
CEDD | No classification | Marine Structure Model | Cat Code | MSO | Rock Fill | Sub CAT Code | SRF
CEDD | No classification | Geotechnical Structure Model | Cat Code | GSM | Steel Handrailing | Sub CAT Code | SRL
CEDD | No classification | Marine Structure Model | Cat Code | MSO | Ramp | Sub CAT Code | SRP
CEDD | No classification | Geotechnical Structure Model | Cat Code | GSM | Step Channels | Sub CAT Code | SSP
CEDD | No classification | Marine Structure Model | Cat Code | MSO | Steel Structure for Beacon | Sub CAT Code | SSS
CEDD | No classification | Geotechnical Structure Model | Cat Code | GSM | Steel Staircase | Sub CAT Code | SST
CEDD | No classification |  |  |  | Concrete Cover for Channels | Sub CAT Code | SUC |  | Yes
CEDD | No classification |  |  |  | Cast Iron Grating for Channels | Sub CAT Code | SUG |  | Yes
CEDD | No classification | Geotechnical Structure Model | Cat Code | GSM | U-Channels | Sub CAT Code | SUP
CEDD | No classification | Marine Structure Model | Cat Code | MSO | Wave Absorption Chamber | Sub CAT Code | SWA
CEDD | No classification | Geotechnical Structure Model | Cat Code | GSM | Structural Concrete Wall, Skin Wall | Sub CAT Code | SWL
CEDD | No classification | Marine Structure Model | Cat Code | MSO | Structural Wall / Retaining wall | Sub CAT Code | SWL
CEDD | No classification | Marine Civil Model | Cat Code | SIT | Telephone Pole | Sub CAT Code | TEP
CEDD | No classification | Geotechnical Structure Model | Cat Code | GSM | Temporary Work, Temporary Structure, Platform | Sub CAT Code | TMW
CEDD | No classification | Digital Terrain Model | Cat Code | DTM | Terrain (Site Topology) | Sub CAT Code | TOP
CEDD | No classification |  |  |  | Tree Ring | Sub CAT Code | TRR |  | Yes
CEDD | No classification | Digital Terrain Model | Cat Code | DTM | Terrain (Site formation) | Sub CAT Code | TSF
CEDD | No classification | Geotechnical Structure Model | Cat Code | GSM | Vegetation Surface Cover | Sub CAT Code | VSC
CEDD | No classification |  |  |  | Wire Mesh | Sub CAT Code | WRM |  | Yes
CEDD | No classification | Access Panel | Cat Code | AAP
CEDD | No classification | Ceiling | Cat Code | CEL
CEDD | No classification | Dynamic Envelope | Cat Code | DNE |  | Sub CAT Code
CEDD | No classification | Electric Inspection pit | Cat Code | EIP |  | Sub CAT Code
CEDD | No classification | Electric Manholes | Cat Code | EMH |  | Sub CAT Code
CEDD | No classification | Power Cables / Lines | Cat Code | EPD |  | Sub CAT Code
CEDD | No classification | Signage / Traffic Sign | Cat Code | FTW |  |  |  |  | Yes
CEDD | No classification | Gas Pipe | Cat Code | GAP |  | Sub CAT Code
CEDD | No classification | Gas Inspection Pit | Cat Code | GIP |  | Sub CAT Code
CEDD | No classification | Manhole Telephone | Cat Code | MTL |  | Sub CAT Code
CEDD | No classification | Salt Watermain | Cat Code | SSD |  | Sub CAT Code
CEDD | No classification | Telecommunication lines | Cat Code | TED |  | Sub CAT Code
CEDD | No classification | Thrust Block | Cat Code | THB |  | Sub CAT Code
CEDD | No classification | Tel Inspection pit | Cat Code | TIP |  | Sub CAT Code
CEDD | No classification | Tel Drawpits | Cat Code | TMN |  | Sub CAT Code
CEDD | No classification | Manhole | Cat Code | UMH |  | Sub CAT Code
CEDD | No classification | Water Pipe / Fresh watermain | Cat Code | WSD |  | Sub CAT Code
CIC | No classification | Ceiling | Cat Code | CEI |  | Sub CAT Code | ___
CIC | No classification | Floors | Cat Code | FLR |  | Sub CAT Code | ___
CIC | No classification | Ramps | Cat Code | RAP |  | Sub CAT Code | ___
CIC | No classification | Stairs | Cat Code | STA |  | Sub CAT Code | ___
CIC | No classification | Topography | Cat Code | TOP |  | Sub CAT Code | ___
CIC | No classification | Mechanical Equipment | Cat Code | MCQ | Air_Cooled_Chiller | Sub CAT Code | ACC | The following Fields share the same Sub-CAT code: 1 - Mechanical Equipment - Air_Cooled_Chiller (CIC) 2 - Gate - Access Gate (DSD)
CIC | No classification | Mechanical Equipment | Cat Code | MCQ | Air_Cooled_Chiller | Sub CAT Code | ACC | The following Fields share the same Sub-CAT code: 1 - Mechanical Equipment - Air_Cooled_Chiller (CIC) 2 - Gate - Access Gate (DSD)
CIC | No classification | Mechanical Equipment | Cat Code | MCQ | Air_Cooled_Chiller | Sub CAT Code | ACC | The following Fields share the same Sub-CAT code: 1 - Mechanical Equipment - Air_Cooled_Chiller (CIC) 2 - Gate - Access Gate (DSD)
CIC | No classification | Mechanical Equipment | Cat Code | MCQ | Air_Conditioner | Sub CAT Code | ACD
CIC | No classification | Mechanical Equipment | Cat Code | MCQ | Air_Conditioner | Sub CAT Code | ACD
CIC | No classification | Mechanical Equipment | Cat Code | MCQ | Air_Conditioner | Sub CAT Code | ACD
CIC | No classification | Mechanical Equipment | Cat Code | MCQ | Air_Conditioner | Sub CAT Code | ACD
CIC | No classification | Mechanical Equipment | Cat Code | MCQ | Air_Conditioner | Sub CAT Code | ACD
CIC | No classification | Electrical Circuits | Cat Code | ELC | A.C. Circuit | Sub CAT Code | ACI
CIC | No classification | Fire Alarm Devices | Cat Code | ALM | Fire_Alarm_Control_Panel | Sub CAT Code | ACP
CIC | No classification | Mechanical Equipment | Cat Code | MCQ | Actuator | Sub CAT Code | ACT
CIC | No classification | Duct Accessories | Cat Code | DUA | Air_Filter | Sub CAT Code | AFL
CIC | No classification | Duct Accessories | Cat Code | DUA | Air_Filter | Sub CAT Code | AFL
CIC | No classification | Duct Accessories | Cat Code | DUA | Air_Filter | Sub CAT Code | AFL
CIC | No classification | Duct Accessories | Cat Code | DUA | Air_Filter | Sub CAT Code | AFL
CIC | No classification | Mechanical Equipment | Cat Code | MCQ | Air_Handling_Unit | Sub CAT Code | AHU
CIC | No classification | Mechanical Equipment | Cat Code | MCQ | Air_Handling_Unit | Sub CAT Code | AHU
CIC | No classification | Mechanical Equipment | Cat Code | MCQ | Air_Handling_Unit | Sub CAT Code | AHU
CIC | No classification | Mechanical Equipment | Cat Code | MCQ | Air_Handling_Unit | Sub CAT Code | AHU
CIC | No classification | Mechanical Equipment | Cat Code | MCQ | Air_Handling_Unit | Sub CAT Code | AHU
CIC | No classification | Mechanical Equipment | Cat Code | MCQ | Air_Handling_Unit | Sub CAT Code | AHU
CIC | No classification | Mechanical Equipment | Cat Code | MCQ | Air_Handling_Unit | Sub CAT Code | AHU
CIC | No classification | Mechanical Equipment | Cat Code | MCQ | Air_Handling_Unit | Sub CAT Code | AHU
CIC | No classification | Mechanical Equipment | Cat Code | MCQ | Air_Handling_Unit | Sub CAT Code | AHU
CIC | No classification | Mechanical Equipment | Cat Code | MCQ | Air_Handling_Unit | Sub CAT Code | AHU
CIC | No classification | Mechanical Equipment | Cat Code | MCQ | Air_Handling_Unit | Sub CAT Code | AHU
CIC | No classification | Mechanical Equipment | Cat Code | MCQ | Air_Handling_Unit | Sub CAT Code | AHU
CIC | No classification | Mechanical Equipment | Cat Code | MCQ | Air_Handling_Unit | Sub CAT Code | AHU
CIC | No classification | Mechanical Equipment | Cat Code | MCQ | Air_Handling_Unit | Sub CAT Code | AHU
CIC | No classification | Mechanical Equipment | Cat Code | MCQ | Air_Handling_Unit | Sub CAT Code | AHU
CIC | No classification | Mechanical Equipment | Cat Code | MCQ | Air_Handling_Unit | Sub CAT Code | AHU
CIC | No classification | Mechanical Equipment | Cat Code | MCQ | Air_Handling_Unit | Sub CAT Code | AHU
CIC | No classification | Mechanical Equipment | Cat Code | MCQ | Air_Handling_Unit | Sub CAT Code | AHU
CIC | No classification | Mechanical Equipment | Cat Code | MCQ | Air_Handling_Unit | Sub CAT Code | AHU
CIC | No classification | Mechanical Equipment | Cat Code | MCQ | Air_Handling_Unit | Sub CAT Code | AHU
CIC | No classification | Mechanical Equipment | Cat Code | MCQ | Air_Handling_Unit | Sub CAT Code | AHU
CIC | No classification | Mechanical Equipment | Cat Code | MCQ | Air_Handling_Unit | Sub CAT Code | AHU
CIC | No classification | Mechanical Equipment | Cat Code | MCQ | Air_Compressor | Sub CAT Code | AIC
CIC | No classification | Fire Alarm Devices | Cat Code | ALM | Addressable_Input_Module | Sub CAT Code | AIM
CIC | No classification | Air Terminals | Cat Code | ART | Diffuser, Register, Grill | Sub CAT Code | AIR | The following Fields share the same Sub-CAT code: 1 - Air Terminals - Diffuser, Register, Grill (CIC) 2 - Valve - Air Release Valve (DSD)
CIC | No classification | Air Terminals | Cat Code | ART | Diffuser, Register, Grill | Sub CAT Code | AIR | The following Fields share the same Sub-CAT code: 1 - Air Terminals - Diffuser, Register, Grill (CIC) 2 - Valve - Air Release Valve (DSD)
CIC | No classification | Air Terminals | Cat Code | ART | Diffuser, Register, Grill | Sub CAT Code | AIR | The following Fields share the same Sub-CAT code: 1 - Air Terminals - Diffuser, Register, Grill (CIC) 2 - Valve - Air Release Valve (DSD)
CIC | No classification | Air Terminals | Cat Code | ART | Diffuser, Register, Grill | Sub CAT Code | AIR | The following Fields share the same Sub-CAT code: 1 - Air Terminals - Diffuser, Register, Grill (CIC) 2 - Valve - Air Release Valve (DSD)
CIC | No classification | Air Terminals | Cat Code | ART | Diffuser, Register, Grill | Sub CAT Code | AIR | The following Fields share the same Sub-CAT code: 1 - Air Terminals - Diffuser, Register, Grill (CIC) 2 - Valve - Air Release Valve (DSD)
CIC | No classification | Air Terminals | Cat Code | ART | Diffuser, Register, Grill | Sub CAT Code | AIR | The following Fields share the same Sub-CAT code: 1 - Air Terminals - Diffuser, Register, Grill (CIC) 2 - Valve - Air Release Valve (DSD)
CIC | No classification | Air Terminals | Cat Code | ART | Diffuser, Register, Grill | Sub CAT Code | AIR | The following Fields share the same Sub-CAT code: 1 - Air Terminals - Diffuser, Register, Grill (CIC) 2 - Valve - Air Release Valve (DSD)
CIC | No classification | Air Terminals | Cat Code | ART | Diffuser, Register, Grill | Sub CAT Code | AIR | The following Fields share the same Sub-CAT code: 1 - Air Terminals - Diffuser, Register, Grill (CIC) 2 - Valve - Air Release Valve (DSD)
CIC | No classification | Air Terminals | Cat Code | ART | Diffuser, Register, Grill | Sub CAT Code | AIR | The following Fields share the same Sub-CAT code: 1 - Air Terminals - Diffuser, Register, Grill (CIC) 2 - Valve - Air Release Valve (DSD)
CIC | No classification | Security Devices | Cat Code | SCD | Security_Alarm | Sub CAT Code | ALR
CIC | No classification | Communication Devices | Cat Code | COM | Amplifier | Sub CAT Code | AMP
CIC | No classification | Fire Alarm Devices | Cat Code | ALM | Annunciator_Panel | Sub CAT Code | ANP
CIC | No classification | Fire Alarm Devices | Cat Code | ALM | Addressable_Output_Module | Sub CAT Code | AOM
CIC | No classification | Electrical Fixtures | Cat Code | ELF | Appliance | Sub CAT Code | APP
CIC | No classification | Electrical Fixtures | Cat Code | ELF | Appliance | Sub CAT Code | APP
CIC | No classification | Electrical Fixtures | Cat Code | ELF | Appliance | Sub CAT Code | APP
CIC | No classification | Electrical Fixtures | Cat Code | ELF | Appliance | Sub CAT Code | APP
CIC | No classification | Electrical Fixtures | Cat Code | ELF | Appliance | Sub CAT Code | APP
CIC | No classification | Electrical Fixtures | Cat Code | ELF | Appliance | Sub CAT Code | APP
CIC | No classification | Electrical Fixtures | Cat Code | ELF | Appliance | Sub CAT Code | APP
CIC | No classification | Electrical Fixtures | Cat Code | ELF | Appliance | Sub CAT Code | APP
CIC | No classification | Electrical Fixtures | Cat Code | ELF | Appliance | Sub CAT Code | APP
CIC | No classification | Plumbing Fixtures | Cat Code | PLM | Appliance | Sub CAT Code | APP
CIC | No classification | Plumbing Fixtures | Cat Code | PLM | Appliance | Sub CAT Code | APP
CIC | No classification | Plumbing Fixtures | Cat Code | PLM | Appliance | Sub CAT Code | APP
CIC | No classification | Plumbing Fixtures | Cat Code | PLM | Appliance | Sub CAT Code | APP
CIC | No classification | Plumbing Fixtures | Cat Code | PLM | Appliance | Sub CAT Code | APP
CIC | No classification | Plumbing Fixtures | Cat Code | PLM | Appliance | Sub CAT Code | APP
CIC | No classification | Pipe Accessories | Cat Code | PPA | Alarm_Pressure_Switch | Sub CAT Code | APW
CIC | No classification | Pipe Accessories | Cat Code | PPA | Air_Scoop | Sub CAT Code | ASC
CIC | No classification | Doors | Cat Code | DOR | Asymmetric | Sub CAT Code | ASM
CIC | No classification | Fire Alarm Devices | Cat Code | ALM | Air_Sampling_Control_Detector_Panel | Sub CAT Code | ASP | The following Fields share the same Sub-CAT code: 1 - Fire Alarm Devices - Air_Sampling_Control_Detector_Panel (CIC) 2 - Pipe Accessories - Air_Separator (CIC)
CIC | No classification | Pipe Accessories | Cat Code | PPA | Air_Separator | Sub CAT Code | ASP | The following Fields share the same Sub-CAT code: 1 - Fire Alarm Devices - Air_Sampling_Control_Detector_Panel (CIC) 2 - Pipe Accessories - Air_Separator (CIC)
CIC | No classification | Pipe Accessories | Cat Code | PPA | Air_Separator | Sub CAT Code | ASP | The following Fields share the same Sub-CAT code: 1 - Fire Alarm Devices - Air_Sampling_Control_Detector_Panel (CIC) 2 - Pipe Accessories - Air_Separator (CIC)
CIC | No classification | Pipe Accessories | Cat Code | PPA | Auto_Strainer | Sub CAT Code | ASR
CIC | No classification | Fire Alarm Devices | Cat Code | ALM | Abort_Switch | Sub CAT Code | ASW
CIC | No classification | Windows | Cat Code | WDW | Awning | Sub CAT Code | AWN
CIC | No classification | Railings | Cat Code | RAL | Baluster | Sub CAT Code | BAL
CIC | No classification | Railings | Cat Code | RAL | Baluster | Sub CAT Code | BAL
CIC | No classification | Railings | Cat Code | RAL | Baluster | Sub CAT Code | BAL
CIC | No classification | Fire Alarm Devices | Cat Code | ALM | Fire_Alarm_Bell | Sub CAT Code | BEL
CIC | No classification | Doors | Cat Code | DOR | Bifold | Sub CAT Code | BFD
CIC | No classification | Doors | Cat Code | DOR | Bulkhead | Sub CAT Code | BLK
CIC | No classification | Communication Devices | Cat Code | COM | Bell | Sub CAT Code | BLL
CIC | No classification | Mechanical Equipment | Cat Code | MCQ | Boiler | Sub CAT Code | BLR
CIC | No classification | Mechanical Equipment | Cat Code | MCQ | Boiler | Sub CAT Code | BLR
CIC | No classification | Mechanical Equipment | Cat Code | MCQ | Boiler | Sub CAT Code | BLR
CIC | No classification | Mechanical Equipment | Cat Code | MCQ | Boiler | Sub CAT Code | BLR
CIC | No classification | Mechanical Equipment | Cat Code | MCQ | Boiler | Sub CAT Code | BLR
CIC | No classification | Lighting Fixtures (Light Fittings) | Cat Code | LTG | Bollard_Light | Sub CAT Code | BLT
CIC | No classification | Structural Trusses | Cat Code | STR | Baltimore_Truss | Sub CAT Code | BLT
CIC | No classification | Specialty Equipment | Cat Code | SPQ | Building_Maintenance_Unit_(Gondola) | Sub CAT Code | BMU
CIC | No classification | Structural Framing | Cat Code | SFM | Bracing | Sub CAT Code | BRA
CIC | No classification | Mechanical Equipment | Cat Code | MCQ | Branch_Selector | Sub CAT Code | BRS
CIC | No classification | Lighting Fixtures (Light Fittings) | Cat Code | LTG | Batten | Sub CAT Code | BTT
CIC | No classification | Lighting Fixtures (Light Fittings) | Cat Code | LTG | Batten | Sub CAT Code | BTT
CIC | No classification | Structural Trusses | Cat Code | STR | Bowstring_Truss | Sub CAT Code | BWT
CIC | No classification | Structural Trusses | Cat Code | STR | Box_Truss | Sub CAT Code | BXT
CIC | No classification | Communication Devices | Cat Code | COM | Buzzer | Sub CAT Code | BZZ
CIC | No classification | Mechanical Equipment | Cat Code | MCQ | Calorifier | Sub CAT Code | CAL
CIC | No classification | Entourage | Cat Code | ENT | Cars | Sub CAT Code | CAR | The following Fields share the same Sub-CAT code: 1 - Carpark - Private Cars and Taxis (BD) 2 - Entourage - Cars (CIC) 3 - Carrier Drain - Carrier Drain (HyD)
CIC | No classification | Conduit Fittings | Cat Code | CDF | Conduit_Aluminum | Sub CAT Code | CAU
CIC | No classification | Conduit Fittings | Cat Code | CDF | Conduit_Aluminum | Sub CAT Code | CAU
CIC | No classification | Conduit Fittings | Cat Code | CDF | Conduit_Aluminum | Sub CAT Code | CAU
CIC | No classification | Conduit Fittings | Cat Code | CDF | Conduit_Aluminum | Sub CAT Code | CAU
CIC | No classification | Conduit Fittings | Cat Code | CDF | Conduit_Aluminum | Sub CAT Code | CAU
CIC | No classification | Conduit Fittings | Cat Code | CDF | Conduit_Aluminum | Sub CAT Code | CAU
CIC | No classification | Conduit Fittings | Cat Code | CDF | Conduit_Aluminum | Sub CAT Code | CAU
CIC | No classification | Conduit Fittings | Cat Code | CDF | Conduit_Aluminum | Sub CAT Code | CAU
CIC | No classification | Conduit Fittings | Cat Code | CDF | Conduit_Aluminum | Sub CAT Code | CAU
CIC | No classification | Conduit Fittings | Cat Code | CDF | Conduit_Aluminum | Sub CAT Code | CAU
CIC | No classification | Conduit Fittings | Cat Code | CDF | Conduit_Aluminum | Sub CAT Code | CAU
CIC | No classification | Conduit Fittings | Cat Code | CDF | Conduit_Aluminum | Sub CAT Code | CAU
CIC | No classification | Conduit Fittings | Cat Code | CDF | Conduit_Junction_Box_Elbow | Sub CAT Code | CBE
CIC | No classification | Casework | Cat Code | CWK | Cabinet | Sub CAT Code | CBN | The following Fields share the same Sub-CAT code: 1 - Marine Civil Model - Bench (CEDD) 2 - Casework - Cabinet (CIC)
CIC | No classification | Casework | Cat Code | CWK | Cabinet | Sub CAT Code | CBN | The following Fields share the same Sub-CAT code: 1 - Marine Civil Model - Bench (CEDD) 2 - Casework - Cabinet (CIC)
CIC | No classification | Casework | Cat Code | CWK | Cabinet | Sub CAT Code | CBN | The following Fields share the same Sub-CAT code: 1 - Marine Civil Model - Bench (CEDD) 2 - Casework - Cabinet (CIC)
CIC | No classification | Casework | Cat Code | CWK | Cabinet | Sub CAT Code | CBN | The following Fields share the same Sub-CAT code: 1 - Marine Civil Model - Bench (CEDD) 2 - Casework - Cabinet (CIC)
CIC | No classification | Casework | Cat Code | CWK | Cabinet | Sub CAT Code | CBN | The following Fields share the same Sub-CAT code: 1 - Marine Civil Model - Bench (CEDD) 2 - Casework - Cabinet (CIC)
CIC | No classification | Casework | Cat Code | CWK | Cabinet | Sub CAT Code | CBN | The following Fields share the same Sub-CAT code: 1 - Marine Civil Model - Bench (CEDD) 2 - Casework - Cabinet (CIC)
CIC | No classification | Casework | Cat Code | CWK | Cabinet | Sub CAT Code | CBN | The following Fields share the same Sub-CAT code: 1 - Marine Civil Model - Bench (CEDD) 2 - Casework - Cabinet (CIC)
CIC | No classification | Casework | Cat Code | CWK | Cabinet | Sub CAT Code | CBN | The following Fields share the same Sub-CAT code: 1 - Marine Civil Model - Bench (CEDD) 2 - Casework - Cabinet (CIC)
CIC | No classification | Casework | Cat Code | CWK | Cabinet | Sub CAT Code | CBN | The following Fields share the same Sub-CAT code: 1 - Marine Civil Model - Bench (CEDD) 2 - Casework - Cabinet (CIC)
CIC | No classification | Casework | Cat Code | CWK | Cabinet | Sub CAT Code | CBN | The following Fields share the same Sub-CAT code: 1 - Marine Civil Model - Bench (CEDD) 2 - Casework - Cabinet (CIC)
CIC | No classification | Casework | Cat Code | CWK | Cabinet | Sub CAT Code | CBN | The following Fields share the same Sub-CAT code: 1 - Marine Civil Model - Bench (CEDD) 2 - Casework - Cabinet (CIC)
CIC | No classification | Casework | Cat Code | CWK | Cabinet | Sub CAT Code | CBN | The following Fields share the same Sub-CAT code: 1 - Marine Civil Model - Bench (CEDD) 2 - Casework - Cabinet (CIC)
CIC | No classification | Casework | Cat Code | CWK | Cabinet | Sub CAT Code | CBN | The following Fields share the same Sub-CAT code: 1 - Marine Civil Model - Bench (CEDD) 2 - Casework - Cabinet (CIC)
CIC | No classification | Casework | Cat Code | CWK | Cabinet | Sub CAT Code | CBN | The following Fields share the same Sub-CAT code: 1 - Marine Civil Model - Bench (CEDD) 2 - Casework - Cabinet (CIC)
CIC | No classification | Casework | Cat Code | CWK | Cabinet | Sub CAT Code | CBN | The following Fields share the same Sub-CAT code: 1 - Marine Civil Model - Bench (CEDD) 2 - Casework - Cabinet (CIC)
CIC | No classification | Casework | Cat Code | CWK | Cabinet | Sub CAT Code | CBN | The following Fields share the same Sub-CAT code: 1 - Marine Civil Model - Bench (CEDD) 2 - Casework - Cabinet (CIC)
CIC | No classification | Casework | Cat Code | CWK | Cabinet | Sub CAT Code | CBN | The following Fields share the same Sub-CAT code: 1 - Marine Civil Model - Bench (CEDD) 2 - Casework - Cabinet (CIC)
CIC | No classification | Casework | Cat Code | CWK | Cabinet | Sub CAT Code | CBN | The following Fields share the same Sub-CAT code: 1 - Marine Civil Model - Bench (CEDD) 2 - Casework - Cabinet (CIC)
CIC | No classification | Casework | Cat Code | CWK | Cabinet | Sub CAT Code | CBN | The following Fields share the same Sub-CAT code: 1 - Marine Civil Model - Bench (CEDD) 2 - Casework - Cabinet (CIC)
CIC | No classification | Casework | Cat Code | CWK | Cabinet | Sub CAT Code | CBN | The following Fields share the same Sub-CAT code: 1 - Marine Civil Model - Bench (CEDD) 2 - Casework - Cabinet (CIC)
CIC | No classification | Casework | Cat Code | CWK | Cabinet | Sub CAT Code | CBN | The following Fields share the same Sub-CAT code: 1 - Marine Civil Model - Bench (CEDD) 2 - Casework - Cabinet (CIC)
CIC | No classification | Casework | Cat Code | CWK | Cabinet | Sub CAT Code | CBN | The following Fields share the same Sub-CAT code: 1 - Marine Civil Model - Bench (CEDD) 2 - Casework - Cabinet (CIC)
CIC | No classification | Structural Connections | Cat Code | SCN | Column_Base | Sub CAT Code | CBS
CIC | No classification | Mechanical Equipment | Cat Code | MCQ | Central_Control_Monitoring_Systems (CCMS, DDC) | Sub CAT Code | CCM
CIC | No classification | Conduit Fittings | Cat Code | CDF | Conduit_Cap | Sub CAT Code | CCP | The following Fields share the same Sub-CAT code: 1 - Concrete Plinth (CEDD) 2 - Conduit Fittings - Conduit Cap (CIC)
CIC | No classification | Conduit Fittings | Cat Code | CDF | Conduit_Cross | Sub CAT Code | CCR
CIC | No classification | Columns | Cat Code | COL | Concrete | Sub CAT Code | CCR
CIC | No classification | Columns | Cat Code | COL | Concrete | Sub CAT Code | CCR
CIC | No classification | Detail Items | Cat Code | DTL | Concrete | Sub CAT Code | CCR
CIC | No classification | Conduit Fittings | Cat Code | CDF | Conduit_PVC | Sub CAT Code | CDP
CIC | No classification | Conduit Fittings | Cat Code | CDF | Conduit_PVC | Sub CAT Code | CDP
CIC | No classification | Conduit Fittings | Cat Code | CDF | Conduit_PVC | Sub CAT Code | CDP
CIC | No classification | Conduit Fittings | Cat Code | CDF | Conduit_PVC | Sub CAT Code | CDP
CIC | No classification | Conduit Fittings | Cat Code | CDF | Conduit_PVC | Sub CAT Code | CDP
CIC | No classification | Conduit Fittings | Cat Code | CDF | Conduit_PVC | Sub CAT Code | CDP
CIC | No classification | Conduit Fittings | Cat Code | CDF | Conduit_PVC | Sub CAT Code | CDP
CIC | No classification | Conduit Fittings | Cat Code | CDF | Conduit_PVC | Sub CAT Code | CDP
CIC | No classification | Conduit Fittings | Cat Code | CDF | Conduit_PVC | Sub CAT Code | CDP
CIC | No classification | Conduit Fittings | Cat Code | CDF | Conduit_PVC | Sub CAT Code | CDP
CIC | No classification | Conduit Fittings | Cat Code | CDF | Conduit_PVC | Sub CAT Code | CDP
CIC | No classification | Conduit Fittings | Cat Code | CDF | Conduit_PVC | Sub CAT Code | CDP
CIC | No classification | Conduit Fittings | Cat Code | CDF | Conduit_PVC | Sub CAT Code | CDP
CIC | No classification | Conduit Fittings | Cat Code | CDF | Conduit_PVC | Sub CAT Code | CDP
CIC | No classification | Conduit Fittings | Cat Code | CDF | Conduit_PVC | Sub CAT Code | CDP
CIC | No classification | Conduit Fittings | Cat Code | CDF | Conduit_PVC | Sub CAT Code | CDP
CIC | No classification | Conduit Fittings | Cat Code | CDF | Conduit_PVC | Sub CAT Code | CDP
CIC | No classification | Conduit Fittings | Cat Code | CDF | Conduit_PVC | Sub CAT Code | CDP
CIC | No classification | Conduit Fittings | Cat Code | CDF | Conduit_PVC | Sub CAT Code | CDP
CIC | No classification | Mechanical Equipment | Cat Code | MCQ | Condenser | Sub CAT Code | CDR | The following Fields share the same Sub-CAT code: 1 - Geotechnical Model - Completely Decomposed Rock (CEDD) 2 - Mechanical Equipment - Condenser (CIC)
CIC | No classification | Mechanical Equipment | Cat Code | MCQ | Condenser | Sub CAT Code | CDR | The following Fields share the same Sub-CAT code: 1 - Geotechnical Model - Completely Decomposed Rock (CEDD) 2 - Mechanical Equipment - Condenser (CIC)
CIC | No classification | Mechanical Equipment | Cat Code | MCQ | Condensate_Receiver | Sub CAT Code | CDS
CIC | No classification | Conduit Fittings | Cat Code | CDF | Conduit_Elbow | Sub CAT Code | CEB
CIC | No classification | Conduit Fittings | Cat Code | CDF | Conduit_Endcap | Sub CAT Code | CEC
CIC | No classification | Conduit Fittings | Cat Code | CDF | Conduit_Elbow_Radius | Sub CAT Code | CER
CIC | No classification | Columns | Cat Code | COL | Chamfered | Sub CAT Code | CHF
CIC | No classification | Mechanical Equipment | Cat Code | MCQ | Chiller_Plant_Unit | Sub CAT Code | CHL
CIC | No classification | Mechanical Equipment | Cat Code | MCQ | Chiller_Plant_Unit | Sub CAT Code | CHL
CIC | No classification | Mechanical Equipment | Cat Code | MCQ | Chiller_Plant_Unit | Sub CAT Code | CHL
CIC | No classification | Mechanical Equipment | Cat Code | MCQ | Chiller_Plant_Unit | Sub CAT Code | CHL
CIC | No classification | Mechanical Equipment | Cat Code | MCQ | Chiller_Plant_Unit | Sub CAT Code | CHL
CIC | No classification | Mechanical Equipment | Cat Code | MCQ | Chiller_Plant_Unit | Sub CAT Code | CHL
CIC | No classification | Mechanical Equipment | Cat Code | MCQ | Chiller_Plant_Unit | Sub CAT Code | CHL
CIC | No classification | Mechanical Equipment | Cat Code | MCQ | Chiller_Plant_Unit | Sub CAT Code | CHL
CIC | No classification | Mechanical Equipment | Cat Code | MCQ | Chiller_Plant_Unit | Sub CAT Code | CHL
CIC | No classification | Cable Tray Fittings | Cat Code | CTF | Channel | Sub CAT Code | CHN
CIC | No classification | Cable Tray Fittings | Cat Code | CTF | Channel | Sub CAT Code | CHN
CIC | No classification | Cable Tray Fittings | Cat Code | CTF | Channel | Sub CAT Code | CHN
CIC | No classification | Cable Tray Fittings | Cat Code | CTF | Channel | Sub CAT Code | CHN
CIC | No classification | Cable Tray Fittings | Cat Code | CTF | Channel | Sub CAT Code | CHN
CIC | No classification | Cable Tray Fittings | Cat Code | CTF | Channel | Sub CAT Code | CHN
CIC | No classification | Cable Tray Fittings | Cat Code | CTF | Channel | Sub CAT Code | CHN
CIC | No classification | Cable Tray Fittings | Cat Code | CTF | Channel | Sub CAT Code | CHN
CIC | No classification | Mechanical Equipment | Cat Code | MCQ | Chiller | Sub CAT Code | CHR
CIC | No classification | Generic Models | Cat Code | GMD | Cladding | Sub CAT Code | CLD
CIC | No classification | Communication Devices | Cat Code | COM | Clock | Sub CAT Code | CLK
CIC | No classification | Mechanical Equipment | Cat Code | MCQ | Collector | Sub CAT Code | CLL
CIC | No classification | Mechanical Equipment | Cat Code | MCQ | Cleaners | Sub CAT Code | CLN
CIC | No classification | Pipes | Cat Code | PPE | Cleansing Water Pipe | Sub CAT Code | CLP
CIC | No classification | Piping Systems | Cat Code | PPS | Cleansing Water Pipe | Sub CAT Code | CLP
CIC | No classification | Specialty Equipment | Cat Code | SPQ | Classroom | Sub CAT Code | CLS
CIC | No classification | Specialty Equipment | Cat Code | SPQ | Classroom | Sub CAT Code | CLS
CIC | No classification | Specialty Equipment | Cat Code | SPQ | Classroom | Sub CAT Code | CLS
CIC | No classification | Mechanical Equipment | Cat Code | MCQ | Coils | Sub CAT Code | COI
CIC | No classification | Mechanical Equipment | Cat Code | MCQ | Coils | Sub CAT Code | COI
CIC | No classification | Mechanical Equipment | Cat Code | MCQ | Coils | Sub CAT Code | COI
CIC | No classification | Mechanical Equipment | Cat Code | MCQ | Coils | Sub CAT Code | COI
CIC | No classification | Mechanical Equipment | Cat Code | MCQ | Cooling_Tower | Sub CAT Code | COT
CIC | No classification | Mechanical Equipment | Cat Code | MCQ | Cooling_Tower | Sub CAT Code | COT
CIC | No classification | Mechanical Equipment | Cat Code | MCQ | Cooling_Tower | Sub CAT Code | COT
CIC | No classification | Curtain Panels | Cat Code | CTP | Curtain_Panel_Pattern | Sub CAT Code | CPP
CIC | No classification | Curtain Panels | Cat Code | CTP | Curtain_Panel_Pattern | Sub CAT Code | CPP
CIC | No classification | Curtain Panels | Cat Code | CTP | Curtain_Panel_Pattern | Sub CAT Code | CPP
CIC | No classification | Curtain Panels | Cat Code | CTP | Curtain_Panel_Pattern | Sub CAT Code | CPP
CIC | No classification | Pipe Fittings | Cat Code | PPF | PipeFitting_Chlorinated_PVC | Sub CAT Code | CPV
CIC | No classification | Pipe Fittings | Cat Code | PPF | PipeFitting_Chlorinated_PVC | Sub CAT Code | CPV
CIC | No classification | Pipe Fittings | Cat Code | PPF | PipeFitting_Chlorinated_PVC | Sub CAT Code | CPV
CIC | No classification | Pipe Fittings | Cat Code | PPF | PipeFitting_Chlorinated_PVC | Sub CAT Code | CPV
CIC | No classification | Pipe Fittings | Cat Code | PPF | PipeFitting_Chlorinated_PVC | Sub CAT Code | CPV
CIC | No classification | Pipe Fittings | Cat Code | PPF | PipeFitting_Chlorinated_PVC | Sub CAT Code | CPV
CIC | No classification | Pipe Fittings | Cat Code | PPF | PipeFitting_Chlorinated_PVC | Sub CAT Code | CPV
CIC | No classification | Security Devices | Cat Code | SCD | Card_Reader | Sub CAT Code | CRD
CIC | No classification | Doors | Cat Code | DOR | Cold_Room | Sub CAT Code | CRM
CIC | No classification | Specialty Equipment | Cat Code | SPQ | Cranes_n_Hoists | Sub CAT Code | CRN
CIC | No classification | Specialty Equipment | Cat Code | SPQ | Cranes_n_Hoists | Sub CAT Code | CRN
CIC | No classification | Specialty Equipment | Cat Code | SPQ | Cranes_n_Hoists | Sub CAT Code | CRN
CIC | No classification | Specialty Equipment | Cat Code | SPQ | Cranes_n_Hoists | Sub CAT Code | CRN
CIC | No classification | Specialty Equipment | Cat Code | SPQ | Cranes_n_Hoists | Sub CAT Code | CRN
CIC | No classification | Windows | Cat Code | WDW | Casement | Sub CAT Code | CSM
CIC | No classification | Windows | Cat Code | WDW | Casement | Sub CAT Code | CSM
CIC | No classification | Windows | Cat Code | WDW | Casement | Sub CAT Code | CSM
CIC | No classification | Windows | Cat Code | WDW | Casement | Sub CAT Code | CSM
CIC | No classification | Conduit Fittings | Cat Code | CDF | Conduit_Steel | Sub CAT Code | CST
CIC | No classification | Conduit Fittings | Cat Code | CDF | Conduit_Steel | Sub CAT Code | CST
CIC | No classification | Conduit Fittings | Cat Code | CDF | Conduit_Steel | Sub CAT Code | CST
CIC | No classification | Conduit Fittings | Cat Code | CDF | Conduit _Tee | Sub CAT Code | CTE
CIC | No classification | Planting | Cat Code | PLT | Coniferous_Tree | Sub CAT Code | CTE
CIC | No classification | Curtain Panels | Cat Code | CTP | Curtain_Wall_Panels | Sub CAT Code | CTP
CIC | No classification | Curtain Panels | Cat Code | CTP | Curtain_Wall_Panels | Sub CAT Code | CTP
CIC | No classification | Curtain Panels | Cat Code | CTP | Curtain_Wall_Panels | Sub CAT Code | CTP
CIC | No classification | Conduit Fittings | Cat Code | CDF | Conduit_Transition | Sub CAT Code | CTR
CIC | No classification | Casework | Cat Code | CWK | Counter Top | Sub CAT Code | CTT
CIC | No classification | Casework | Cat Code | CWK | Counter Top | Sub CAT Code | CTT
CIC | No classification | Casework | Cat Code | CWK | Counter Top | Sub CAT Code | CTT
CIC | No classification | Casework | Cat Code | CWK | Counter Top | Sub CAT Code | CTT
CIC | No classification | Casework | Cat Code | CWK | Counter Top | Sub CAT Code | CTT
CIC | No classification | Casework | Cat Code | CWK | Counter Top | Sub CAT Code | CTT
CIC | No classification | Casework | Cat Code | CWK | Counter Top | Sub CAT Code | CTT
CIC | No classification | Casework | Cat Code | CWK | Counter Top | Sub CAT Code | CTT
CIC | No classification | Casework | Cat Code | CWK | Counter Top | Sub CAT Code | CTT
CIC | No classification | Casework | Cat Code | CWK | Counter Top | Sub CAT Code | CTT
CIC | No classification | Security Devices | Cat Code | SCD | CCTV | Sub CAT Code | CTV
CIC | No classification | Conduit Fittings | Cat Code | CDF | Conduit_Union | Sub CAT Code | CUN
CIC | No classification | Pipe Fittings | Cat Code | PPF | PipeFitting_Copper | Sub CAT Code | CUP
CIC | No classification | Pipe Fittings | Cat Code | PPF | PipeFitting_Copper | Sub CAT Code | CUP
CIC | No classification | Pipe Fittings | Cat Code | PPF | PipeFitting_Copper | Sub CAT Code | CUP
CIC | No classification | Pipe Fittings | Cat Code | PPF | PipeFitting_Copper | Sub CAT Code | CUP
CIC | No classification | Pipe Fittings | Cat Code | PPF | PipeFitting_Copper | Sub CAT Code | CUP
CIC | No classification | Pipe Fittings | Cat Code | PPF | PipeFitting_Copper | Sub CAT Code | CUP
CIC | No classification | Pipe Fittings | Cat Code | PPF | PipeFitting_Copper | Sub CAT Code | CUP
CIC | No classification | Detail Items | Cat Code | DTL | Conveying | Sub CAT Code | CVY
CIC | No classification | Doors | Cat Code | DOR | Curtain_Wall | Sub CAT Code | CWL
CIC | No classification | Pipes | Cat Code | PPE | Cold Water Pipe | Sub CAT Code | CWP
CIC | No classification | Piping Systems | Cat Code | PPS | Cold Water Pipe | Sub CAT Code | CWP
CIC | No classification | Conduit Fittings | Cat Code | CDF | Conduit_Die_Cast_Zinc | Sub CAT Code | CZC
CIC | No classification | Conduit Fittings | Cat Code | CDF | Conduit_Die_Cast_Zinc | Sub CAT Code | CZC
CIC | No classification | Conduit Fittings | Cat Code | CDF | Conduit_Die_Cast_Zinc | Sub CAT Code | CZC
CIC | No classification | Conduit Fittings | Cat Code | CDF | Conduit_Die_Cast_Zinc | Sub CAT Code | CZC
CIC | No classification | Conduit Fittings | Cat Code | CDF | Conduit_Die_Cast_Zinc | Sub CAT Code | CZC
CIC | No classification | Conduit Fittings | Cat Code | CDF | Conduit_Die_Cast_Zinc | Sub CAT Code | CZC
CIC | No classification | Duct Accessories | Cat Code | DUA | Damper | Sub CAT Code | DAM
CIC | No classification | Duct Accessories | Cat Code | DUA | Damper | Sub CAT Code | DAM
CIC | No classification | Duct Accessories | Cat Code | DUA | Damper | Sub CAT Code | DAM
CIC | No classification | Duct Accessories | Cat Code | DUA | Damper | Sub CAT Code | DAM
CIC | No classification | Doors | Cat Code | DOR | Double_Acting | Sub CAT Code | DBA
CIC | No classification | Doors | Cat Code | DOR | Double_Concealed | Sub CAT Code | DBC
CIC | No classification | Windows | Cat Code | WDW | Double_Hung | Sub CAT Code | DBH
CIC | No classification | Doors | Cat Code | DOR | Double | Sub CAT Code | DBL
CIC | No classification | Doors | Cat Code | DOR | Double | Sub CAT Code | DBL
CIC | No classification | Doors | Cat Code | DOR | Double | Sub CAT Code | DBL
CIC | No classification | Doors | Cat Code | DOR | Double | Sub CAT Code | DBL
CIC | No classification | Doors | Cat Code | DOR | Double | Sub CAT Code | DBL
CIC | No classification | Doors | Cat Code | DOR | Double | Sub CAT Code | DBL
CIC | No classification | Electrical Circuits | Cat Code | ELC | D.C. Circuit | Sub CAT Code | DCI
CIC | No classification | Doors | Cat Code | DOR | Decorative | Sub CAT Code | DCO
CIC | No classification | Duct Fittings | Cat Code | DUF | Duct_Cross | Sub CAT Code | DCR
CIC | No classification | Duct Fittings | Cat Code | DUF | Duct_Elbow | Sub CAT Code | DEB
CIC | No classification | Duct Fittings | Cat Code | DUF | Duct_Endcap | Sub CAT Code | DEC
CIC | No classification | Duct Fittings | Cat Code | DUF | Duct_Elbow_Mitered | Sub CAT Code | DEM
CIC | No classification | Duct Fittings | Cat Code | DUF | Duct Elbow_Radius | Sub CAT Code | DER
CIC | No classification | Duct Fittings | Cat Code | DUF | Duct_Elbow_Gored | Sub CAT Code | DGO
CIC | No classification | Duct Accessories | Cat Code | DUA | Duct_Heat_Detector | Sub CAT Code | DHD
CIC | No classification | Mechanical Equipment | Cat Code | MCQ | Dehumidifier | Sub CAT Code | DHM
CIC | No classification | Lighting Devices | Cat Code | LTD | Dimmer | Sub CAT Code | DIM
CIC | No classification | Pipe Fittings | Cat Code | PPF | PipeFitting_Ductile_Iron | Sub CAT Code | DIP
CIC | No classification | Pipe Fittings | Cat Code | PPF | PipeFitting_Ductile_Iron | Sub CAT Code | DIP
CIC | No classification | Pipe Fittings | Cat Code | PPF | PipeFitting_Ductile_Iron | Sub CAT Code | DIP
CIC | No classification | Pipe Fittings | Cat Code | PPF | PipeFitting_Ductile_Iron | Sub CAT Code | DIP
CIC | No classification | Pipe Fittings | Cat Code | PPF | PipeFitting_Ductile_Iron | Sub CAT Code | DIP
CIC | No classification | Pipe Fittings | Cat Code | PPF | PipeFitting_Ductile_Iron | Sub CAT Code | DIP
CIC | No classification | Pipe Fittings | Cat Code | PPF | PipeFitting_Ductile_Iron | Sub CAT Code | DIP
CIC | No classification | Specialty Equipment | Cat Code | SPQ | Domestic | Sub CAT Code | DMT
CIC | No classification | Specialty Equipment | Cat Code | SPQ | Domestic | Sub CAT Code | DMT
CIC | No classification | Specialty Equipment | Cat Code | SPQ | Domestic | Sub CAT Code | DMT
CIC | No classification | Specialty Equipment | Cat Code | SPQ | Domestic | Sub CAT Code | DMT
CIC | No classification | Specialty Equipment | Cat Code | SPQ | Domestic | Sub CAT Code | DMT
CIC | No classification | Specialty Equipment | Cat Code | SPQ | Domestic | Sub CAT Code | DMT
CIC | No classification | Specialty Equipment | Cat Code | SPQ | Domestic | Sub CAT Code | DMT
CIC | No classification | Specialty Equipment | Cat Code | SPQ | Domestic | Sub CAT Code | DMT
CIC | No classification | Specialty Equipment | Cat Code | SPQ | Domestic | Sub CAT Code | DMT
CIC | No classification | Specialty Equipment | Cat Code | SPQ | Domestic | Sub CAT Code | DMT
CIC | No classification | Data Devices | Cat Code | DAT | Data_Outlet | Sub CAT Code | DOT
CIC | No classification | Communication Devices | Cat Code | COM | Display | Sub CAT Code | DPL
CIC | No classification | Plumbing Fixtures | Cat Code | PLM | Drain | Sub CAT Code | DRN
CIC | No classification | Plumbing Fixtures | Cat Code | PLM | Drain | Sub CAT Code | DRN
CIC | No classification | Plumbing Fixtures | Cat Code | PLM | Drain | Sub CAT Code | DRN
CIC | No classification | Plumbing Fixtures | Cat Code | PLM | Drain | Sub CAT Code | DRN
CIC | No classification | Plumbing Fixtures | Cat Code | PLM | Drain | Sub CAT Code | DRN
CIC | No classification | Plumbing Fixtures | Cat Code | PLM | Drain | Sub CAT Code | DRN
CIC | No classification | Plumbing Fixtures | Cat Code | PLM | Drain | Sub CAT Code | DRN
CIC | No classification | Plumbing Fixtures | Cat Code | PLM | Drain | Sub CAT Code | DRN
CIC | No classification | Plumbing Fixtures | Cat Code | PLM | Drain | Sub CAT Code | DRN
CIC | No classification | Plumbing Fixtures | Cat Code | PLM | Drain | Sub CAT Code | DRN
CIC | No classification | Detail Items | Cat Code | DTL | Door_Window | Sub CAT Code | DRW
CIC | No classification | Duct Accessories | Cat Code | DUA | Duct_Smoke_Detector | Sub CAT Code | DSD
CIC | No classification | Furniture | Cat Code | FUR | Desk | Sub CAT Code | DSK
CIC | No classification | Furniture | Cat Code | FUR | Desk | Sub CAT Code | DSK
CIC | No classification | Furniture | Cat Code | FUR | Desk | Sub CAT Code | DSK
CIC | No classification | Furniture | Cat Code | FUR | Desk | Sub CAT Code | DSK
CIC | No classification | Furniture | Cat Code | FUR | Desk | Sub CAT Code | DSK
CIC | No classification | Furniture | Cat Code | FUR | Desk | Sub CAT Code | DSK
CIC | No classification | Furniture | Cat Code | FUR | Desk | Sub CAT Code | DSK
CIC | No classification | Nurse Call Devices | Cat Code | NCD | Duty_Station | Sub CAT Code | DST
CIC | No classification | Duct Fittings | Cat Code | DUF | Duct_Tee | Sub CAT Code | DTE
CIC | No classification | Planting | Cat Code | PLT | Deciduous_Tree | Sub CAT Code | DTE
CIC | No classification | Doors | Cat Code | DOR | Detention | Sub CAT Code | DTN
CIC | No classification | Duct Fittings | Cat Code | DUF | Duct_Transition | Sub CAT Code | DTR
CIC | No classification | Duct Fittings | Cat Code | DUF | Duct_Union | Sub CAT Code | DUN
CIC | No classification | Structural Foundations | Cat Code | SFD | Diaphragm_Wall, Retaining_Wall | Sub CAT Code | DWL
CIC | No classification | Lighting Fixtures (Light Fittings) | Cat Code | LTG | Downlight | Sub CAT Code | DWN
CIC | No classification | Mechanical Equipment | Cat Code | MCQ | DX Unit | Sub CAT Code | DXU
CIC | No classification | Lighting Devices | Cat Code | LTD | Daylight_Sensor | Sub CAT Code | DYS
CIC | No classification | Mechanical Equipment | Cat Code | MCQ | Economizer | Sub CAT Code | ECO
CIC | No classification | Detail Items | Cat Code | DTL | Electrical | Sub CAT Code | ELE
CIC | No classification | Lighting Fixtures (Light Fittings) | Cat Code | LTG | Emergency_Light | Sub CAT Code | ELG
CIC | No classification | Security Devices | Cat Code | SCD | Electric_Lock | Sub CAT Code | ELK
CIC | No classification | Fire Alarm Devices | Cat Code | ALM | End_of_Line_Resistor | Sub CAT Code | ELR
CIC | No classification | Structural Foundations | Cat Code | SFD | Excavation_and_Lateral_Support | Sub CAT Code | ELS
CIC | No classification | Electrical Equipment | Cat Code | ELQ | Emergency Generator | Sub CAT Code | EMG
CIC | No classification | Electrical Equipment | Cat Code | ELQ | Emergency Generator | Sub CAT Code | EMG
CIC | No classification | Electrical Equipment | Cat Code | ELQ | Emergency Generator | Sub CAT Code | EMG
CIC | No classification | Electrical Equipment | Cat Code | ELQ | Emergency Generator | Sub CAT Code | EMG
CIC | No classification | Electrical Equipment | Cat Code | ELQ | Emergency Generator | Sub CAT Code | EMG
CIC | No classification | Electrical Equipment | Cat Code | ELQ | Emergency Generator | Sub CAT Code | EMG
CIC | No classification | Electrical Equipment | Cat Code | ELQ | Emergency Generator | Sub CAT Code | EMG
CIC | No classification | Electrical Equipment | Cat Code | ELQ | Emergency Generator | Sub CAT Code | EMG
CIC | No classification | Electrical Equipment | Cat Code | ELQ | Emergency Generator | Sub CAT Code | EMG
CIC | No classification | Electrical Equipment | Cat Code | ELQ | Emergency Generator | Sub CAT Code | EMG
CIC | No classification | Electrical Equipment | Cat Code | ELQ | Emergency Generator | Sub CAT Code | EMG
CIC | No classification | Electrical Fixtures | Cat Code | ELF | Emergency Power Point (Emergency Oulet) | Sub CAT Code | EPP
CIC | No classification | Detail Items | Cat Code | DTL | Equipment | Sub CAT Code | EQM
CIC | No classification | Specialty Equipment | Cat Code | SPQ | Escalator | Sub CAT Code | ESC
CIC | No classification | Security Devices | Cat Code | SCD | Electromagnetic_Sensor | Sub CAT Code | ESR
CIC | No classification | Doors | Cat Code | DOR | Entry | Sub CAT Code | ETY
CIC | No classification | Duct System | Cat Code | DUS | Exhaust Air | Sub CAT Code | EXA
CIC | No classification | Mechanical Equipment | Cat Code | MCQ | Fan | Sub CAT Code | FAN
CIC | No classification | Mechanical Equipment | Cat Code | MCQ | Fan | Sub CAT Code | FAN
CIC | No classification | Mechanical Equipment | Cat Code | MCQ | Fan | Sub CAT Code | FAN
CIC | No classification | Mechanical Equipment | Cat Code | MCQ | Fan | Sub CAT Code | FAN
CIC | No classification | Structural Foundations | Cat Code | SFD | Foundation_Beam | Sub CAT Code | FBM
CIC | No classification | Structural Foundations | Cat Code | SFD | Foundation_Beam | Sub CAT Code | FBM
CIC | No classification | Structural Foundations | Cat Code | SFD | Foundation_Beam | Sub CAT Code | FBM
CIC | No classification | Structural Foundations | Cat Code | SFD | Foundation_Beam | Sub CAT Code | FBM
CIC | No classification | Structural Foundations | Cat Code | SFD | Foundation_Cap | Sub CAT Code | FCA | The following Fields share the same Sub-CAT code: 1 - Fender System Model - Capping (CEDD) 2 - Structural Foundations - Foundation_Cap (CIC) 3 - Carriageway - Flexible with Colour / Anti-skid Dressing (HyD)
CIC | No classification | Structural Foundations | Cat Code | SFD | Foundation_Cap | Sub CAT Code | FCA | The following Fields share the same Sub-CAT code: 1 - Fender System Model - Capping (CEDD) 2 - Structural Foundations - Foundation_Cap (CIC) 3 - Carriageway - Flexible with Colour / Anti-skid Dressing (HyD)
CIC | No classification | Structural Foundations | Cat Code | SFD | Foundation_Cap | Sub CAT Code | FCA | The following Fields share the same Sub-CAT code: 1 - Fender System Model - Capping (CEDD) 2 - Structural Foundations - Foundation_Cap (CIC) 3 - Carriageway - Flexible with Colour / Anti-skid Dressing (HyD)
CIC | No classification | Structural Foundations | Cat Code | SFD | Foundation_Cap | Sub CAT Code | FCA | The following Fields share the same Sub-CAT code: 1 - Fender System Model - Capping (CEDD) 2 - Structural Foundations - Foundation_Cap (CIC) 3 - Carriageway - Flexible with Colour / Anti-skid Dressing (HyD)
CIC | No classification | Structural Foundations | Cat Code | SFD | Foundation_Cap | Sub CAT Code | FCA | The following Fields share the same Sub-CAT code: 1 - Fender System Model - Capping (CEDD) 2 - Structural Foundations - Foundation_Cap (CIC) 3 - Carriageway - Flexible with Colour / Anti-skid Dressing (HyD)
CIC | No classification | Fire Alarm Devices | Cat Code | ALM | Firefighters_Control_Indicate_Panel | Sub CAT Code | FCP
CIC | No classification | Mechanical Equipment | Cat Code | MCQ | Fan_Coil_Unit | Sub CAT Code | FCU
CIC | No classification | Fire Alarm Devices | Cat Code | ALM | Fire_Alarm_Door_Holder | Sub CAT Code | FDH
CIC | No classification | Fire Alarm Devices | Cat Code | ALM | Fire_Alarm_Door_Holder | Sub CAT Code | FDH
CIC | No classification | Fire Alarm Devices | Cat Code | ALM | Fire_Alarm_Door_Holder | Sub CAT Code | FDH
CIC | No classification | Fire Alarm Devices | Cat Code | ALM | Fire_Alarm_Horn | Sub CAT Code | FHN
CIC | No classification | Fire Alarm Devices | Cat Code | ALM | Fire_Alarm_Horn | Sub CAT Code | FHN
CIC | No classification | Fire Alarm Devices | Cat Code | ALM | Fire_Alarm_Horn | Sub CAT Code | FHN
CIC | No classification | Fire Alarm Devices | Cat Code | ALM | Fire_Alarm_Hold_Open | Sub CAT Code | FHO
CIC | No classification | Fire Alarm Devices | Cat Code | ALM | Fire_Alarm_Hold_Open | Sub CAT Code | FHO
CIC | No classification | Fire Alarm Devices | Cat Code | ALM | Fire_Alarm_Hold_Open | Sub CAT Code | FHO
CIC | No classification | Fire Alarm Devices | Cat Code | ALM | Fire_Alarm_Horn_Strobe | Sub CAT Code | FHS
CIC | No classification | Fire Alarm Devices | Cat Code | ALM | Fire_Alarm_Horn_Strobe | Sub CAT Code | FHS
CIC | No classification | Fire Alarm Devices | Cat Code | ALM | Fire_Alarm_Horn_Strobe | Sub CAT Code | FHS
CIC | No classification | Structural Trusses | Cat Code | STR | Fink_Truss | Sub CAT Code | FKT
CIC | No classification | Structural Trusses | Cat Code | STR | Fink_Truss | Sub CAT Code | FKT
CIC | No classification | Fire Alarm Devices | Cat Code | ALM | Flame_Detector | Sub CAT Code | FLD
CIC | No classification | Pipe Accessories | Cat Code | PPA | Flow_Indicator | Sub CAT Code | FLI
CIC | No classification | Lighting Fixtures (Light Fittings) | Cat Code | LTG | Floor_Lamp | Sub CAT Code | FLL
CIC | No classification | Pipes | Cat Code | PPE | Flushing Water Pipe | Sub CAT Code | FLP
CIC | No classification | Piping Systems | Cat Code | PPS | Flushing Water Pipe | Sub CAT Code | FLP
CIC | No classification | Mechanical Equipment | Cat Code | MCQ | Filter | Sub CAT Code | FLT
CIC | No classification | Fire Alarm Devices | Cat Code | ALM | Fire_Alarm_Master_Box | Sub CAT Code | FMB
CIC | No classification | Mechanical Equipment | Cat Code | MCQ | Fume_Hood | Sub CAT Code | FMH
CIC | No classification | Mechanical Equipment | Cat Code | MCQ | Furnace | Sub CAT Code | FNC
CIC | No classification | Detail Items | Cat Code | DTL | Finishes | Sub CAT Code | FNH
CIC | No classification | Structural Trusses | Cat Code | STR | Fan_Truss | Sub CAT Code | FNT
CIC | No classification | Fire Alarm Devices | Cat Code | ALM | Fire_Alarm_Pull_Box | Sub CAT Code | FPB
CIC | No classification | Mechanical Equipment | Cat Code | MCQ | Fire_Protection_Inlet | Sub CAT Code | FPI
CIC | No classification | Structural Foundations | Cat Code | SFD | Foundation_Pile | Sub CAT Code | FPL
CIC | No classification | Structural Foundations | Cat Code | SFD | Foundation_Pile | Sub CAT Code | FPL
CIC | No classification | Structural Foundations | Cat Code | SFD | Foundation_Pile | Sub CAT Code | FPL
CIC | No classification | Structural Foundations | Cat Code | SFD | Foundation_Pile | Sub CAT Code | FPL
CIC | No classification | Structural Foundations | Cat Code | SFD | Foundation_Pile | Sub CAT Code | FPL
CIC | No classification | Specialty Equipment | Cat Code | SPQ | Fire_Service_Installations | Sub CAT Code | FSI
CIC | No classification | Specialty Equipment | Cat Code | SPQ | Fire_Service_Installations | Sub CAT Code | FSI
CIC | No classification | Specialty Equipment | Cat Code | SPQ | Fire_Service_Installations | Sub CAT Code | FSI
CIC | No classification | Specialty Equipment | Cat Code | SPQ | Fire_Service_Installations | Sub CAT Code | FSI
CIC | No classification | Specialty Equipment | Cat Code | SPQ | Fire_Service_Installations | Sub CAT Code | FSI
CIC | No classification | Specialty Equipment | Cat Code | SPQ | Fire_Service_Installations | Sub CAT Code | FSI
CIC | No classification | Specialty Equipment | Cat Code | SPQ | Fire_Service_Installations | Sub CAT Code | FSI
CIC | No classification | Fire Alarm Devices | Cat Code | ALM | Fire_Alarm_Speaker | Sub CAT Code | FSK
CIC | No classification | Fire Alarm Devices | Cat Code | ALM | Fire_Alarm_Strobe_Speaker | Sub CAT Code | FSP | The following Fields share the same Sub-CAT code: 1 - Fender System Model - Steel Plate for Wailing system (CEDD) 2 - Fire Alarm Devices - Fire_Alarm_Strobe_Speaker (CIC)
CIC | No classification | Fire Alarm Devices | Cat Code | ALM | Fire_Alarm_Strobe_Speaker | Sub CAT Code | FSP | The following Fields share the same Sub-CAT code: 1 - Fender System Model - Steel Plate for Wailing system (CEDD) 2 - Fire Alarm Devices - Fire_Alarm_Strobe_Speaker (CIC)
CIC | No classification | Fire Alarm Devices | Cat Code | ALM | Fire_Alarm_Strobe_Speaker | Sub CAT Code | FSP | The following Fields share the same Sub-CAT code: 1 - Fender System Model - Steel Plate for Wailing system (CEDD) 2 - Fire Alarm Devices - Fire_Alarm_Strobe_Speaker (CIC)
CIC | No classification | Plumbing Fixtures | Cat Code | PLM | Fountain | Sub CAT Code | FTN
CIC | No classification | Plumbing Fixtures | Cat Code | PLM | Fountain | Sub CAT Code | FTN
CIC | No classification | Plumbing Fixtures | Cat Code | PLM | Fountain | Sub CAT Code | FTN
CIC | No classification | Plumbing Fixtures | Cat Code | PLM | Fountain | Sub CAT Code | FTN
CIC | No classification | Plumbing Fixtures | Cat Code | PLM | Fountain | Sub CAT Code | FTN
CIC | No classification | Plumbing Fixtures | Cat Code | PLM | Fountain | Sub CAT Code | FTN
CIC | No classification | Roofs | Cat Code | ROF | Flat Roof | Sub CAT Code | FTR
CIC | No classification | Fire Alarm Devices | Cat Code | ALM | Firefighters_Telephone_System | Sub CAT Code | FTS
CIC | No classification | Detail Items | Cat Code | DTL | Furnishings | Sub CAT Code | FUH
CIC | No classification | Pipes | Cat Code | PPE | Fresh Water Pipe | Sub CAT Code | FWP
CIC | No classification | Piping Systems | Cat Code | PPS | Fresh Water Pipe | Sub CAT Code | FWP
CIC | No classification | Windows | Cat Code | WDW | Fixed | Sub CAT Code | FXD
CIC | No classification | Windows | Cat Code | WDW | Fixed | Sub CAT Code | FXD
CIC | No classification | Windows | Cat Code | WDW | Fixed | Sub CAT Code | FXD
CIC | No classification | Windows | Cat Code | WDW | Fixed | Sub CAT Code | FXD
CIC | No classification | Windows | Cat Code | WDW | Fixed | Sub CAT Code | FXD
CIC | No classification | Windows | Cat Code | WDW | Fixed | Sub CAT Code | FXD
CIC | No classification | Windows | Cat Code | WDW | Fixed | Sub CAT Code | FXD
CIC | No classification | Windows | Cat Code | WDW | Fixed | Sub CAT Code | FXD
CIC | No classification | Pipe Accessories | Cat Code | PPA | Gauge | Sub CAT Code | GAG
CIC | No classification | Pipe Accessories | Cat Code | PPA | Gauge | Sub CAT Code | GAG
CIC | No classification | Conduit Fittings | Cat Code | CDF | Concealed G.I. Conduit | Sub CAT Code | GIC
CIC | No classification | Pipe Fittings | Cat Code | PPF | PipeFitting_Galvanized_Iron(GI)_with_PVC-C | Sub CAT Code | GIC
CIC | No classification | Pipe Fittings | Cat Code | PPF | PipeFitting_Galvanized_Iron(GI)_with_PVC-C | Sub CAT Code | GIC
CIC | No classification | Pipe Fittings | Cat Code | PPF | PipeFitting_Galvanized_Iron(GI)_with_PVC-C | Sub CAT Code | GIC
CIC | No classification | Pipe Fittings | Cat Code | PPF | PipeFitting_Galvanized_Iron(GI)_with_PVC-C | Sub CAT Code | GIC
CIC | No classification | Pipe Fittings | Cat Code | PPF | PipeFitting_Galvanized_Iron(GI)_with_PVC-C | Sub CAT Code | GIC
CIC | No classification | Pipe Fittings | Cat Code | PPF | PipeFitting_Galvanized_Iron(GI)_with_PVC-C | Sub CAT Code | GIC
CIC | No classification | Pipe Fittings | Cat Code | PPF | PipeFitting_Galvanized_Iron(GI)_with_PVC-C | Sub CAT Code | GIC
CIC | No classification | Pipe Fittings | Cat Code | PPF | PipeFitting_Galvanized_Iron(GI) | Sub CAT Code | GIP
CIC | No classification | Pipe Fittings | Cat Code | PPF | PipeFitting_Galvanized_Iron(GI) | Sub CAT Code | GIP
CIC | No classification | Pipe Fittings | Cat Code | PPF | PipeFitting_Galvanized_Iron(GI) | Sub CAT Code | GIP
CIC | No classification | Pipe Fittings | Cat Code | PPF | PipeFitting_Galvanized_Iron(GI) | Sub CAT Code | GIP
CIC | No classification | Pipe Fittings | Cat Code | PPF | PipeFitting_Galvanized_Iron(GI) | Sub CAT Code | GIP
CIC | No classification | Pipe Fittings | Cat Code | PPF | PipeFitting_Galvanized_Iron(GI) | Sub CAT Code | GIP
CIC | No classification | Pipe Fittings | Cat Code | PPF | PipeFitting_Galvanized_Iron(GI) | Sub CAT Code | GIP
CIC | No classification | Pipe Fittings | Cat Code | PPF | PipeFitting_Galvanized_Iron(GI)_with_PVC-U | Sub CAT Code | GIU
CIC | No classification | Pipe Fittings | Cat Code | PPF | PipeFitting_Galvanized_Iron(GI)_with_PVC-U | Sub CAT Code | GIU
CIC | No classification | Pipe Fittings | Cat Code | PPF | PipeFitting_Galvanized_Iron(GI)_with_PVC-U | Sub CAT Code | GIU
CIC | No classification | Pipe Fittings | Cat Code | PPF | PipeFitting_Galvanized_Iron(GI)_with_PVC-U | Sub CAT Code | GIU
CIC | No classification | Pipe Fittings | Cat Code | PPF | PipeFitting_Galvanized_Iron(GI)_with_PVC-U | Sub CAT Code | GIU
CIC | No classification | Pipe Fittings | Cat Code | PPF | PipeFitting_Galvanized_Iron(GI)_with_PVC-U | Sub CAT Code | GIU
CIC | No classification | Pipe Fittings | Cat Code | PPF | PipeFitting_Galvanized_Iron(GI)_with_PVC-U | Sub CAT Code | GIU
CIC | No classification | Windows | Cat Code | WDW | Grill | Sub CAT Code | GLL
CIC | No classification | Lighting Fixtures (Light Fittings) | Cat Code | LTG | In-ground | Sub CAT Code | GND
CIC | No classification | Detail Items | Cat Code | DTL | General | Sub CAT Code | GNL
CIC | No classification | Roofs | Cat Code | ROF | Gutter | Sub CAT Code | GUT
CIC | No classification | Pipes | Cat Code | PPE | Grey Water Pipe | Sub CAT Code | GWP
CIC | No classification | Piping Systems | Cat Code | PPS | Grey Water Pipe | Sub CAT Code | GWP
CIC | No classification | Mechanical Equipment | Cat Code | MCQ | Heat_Exchanger | Sub CAT Code | HEX
CIC | No classification | Mechanical Equipment | Cat Code | MCQ | Humidifier | Sub CAT Code | HMF
CIC | No classification | Air Terminals | Cat Code | ART | Hood | Sub CAT Code | HOD
CIC | No classification | Air Terminals | Cat Code | ART | Hood | Sub CAT Code | HOD
CIC | No classification | Air Terminals | Cat Code | ART | Hood | Sub CAT Code | HOD
CIC | No classification | Air Terminals | Cat Code | ART | Hood | Sub CAT Code | HOD
CIC | No classification | Air Terminals | Cat Code | ART | Hood | Sub CAT Code | HOD
CIC | No classification | Mechanical Equipment | Cat Code | MCQ | Heat_Pump_Type_Chiller | Sub CAT Code | HPC
CIC | No classification | Railings | Cat Code | RAL | Handrail | Sub CAT Code | HRL
CIC | No classification | Pipes | Cat Code | PPE | Hot Water Supply Pipe | Sub CAT Code | HSP
CIC | No classification | Piping Systems | Cat Code | PPS | Hot Water Supply Pipe | Sub CAT Code | HSP
CIC | No classification | Fire Alarm Devices | Cat Code | ALM | Heat_Detector | Sub CAT Code | HTD
CIC | No classification | Mechanical Equipment | Cat Code | MCQ | Heat_Pump | Sub CAT Code | HTP
CIC | No classification | Mechanical Equipment | Cat Code | MCQ | Heat_Pump | Sub CAT Code | HTP
CIC | No classification | Mechanical Equipment | Cat Code | MCQ | Heat_Wheel | Sub CAT Code | HWL
CIC | No classification | Pipes | Cat Code | PPE | Hot Water Return Pipe | Sub CAT Code | HWP
CIC | No classification | Piping Systems | Cat Code | PPS | Hot Water Return Pipe | Sub CAT Code | HWP
CIC | No classification | Structural Trusses | Cat Code | STR | Howe_Truss | Sub CAT Code | HWT
CIC | No classification | Communication Devices | Cat Code | COM | Intercom | Sub CAT Code | ICM
CIC | No classification | Communication Devices | Cat Code | COM | Intercom_Substation | Sub CAT Code | ICS
CIC | No classification | Mechanical Equipment | Cat Code | MCQ | VRV_IDU | Sub CAT Code | IDU
CIC | No classification | Lighting Fixtures (Light Fittings) | Cat Code | LTG | Industrial | Sub CAT Code | IND
CIC | No classification | Fire Alarm Devices | Cat Code | ALM | Infrared_Detector | Sub CAT Code | IRD
CIC | No classification | Pipes | Cat Code | PPE | Irrigation Water Pipe | Sub CAT Code | IWP
CIC | No classification | Piping Systems | Cat Code | PPS | Irrigation Water Pipe | Sub CAT Code | IWP
CIC | No classification | Data Devices | Cat Code | DAT | Junction_Box | Sub CAT Code | JBX
CIC | No classification | Electrical Equipment | Cat Code | ELQ | Junction_Box | Sub CAT Code | JBX
CIC | No classification | Telephone Devices | Cat Code | TDV | Junction_Box | Sub CAT Code | JBX
CIC | No classification | Security Devices | Cat Code | SCD | Key_Card | Sub CAT Code | KCD
CIC | No classification | Structural Trusses | Cat Code | STR | K_Truss | Sub CAT Code | KTR
CIC | No classification | Specialty Equipment | Cat Code | SPQ | Ladder | Sub CAT Code | LAD
CIC | No classification | Specialty Equipment | Cat Code | SPQ | Ladder | Sub CAT Code | LAD
CIC | No classification | Specialty Equipment | Cat Code | SPQ | Lift_(Elevator) | Sub CAT Code | LAE
CIC | No classification | Specialty Equipment | Cat Code | SPQ | Lift_(Elevator) | Sub CAT Code | LAE
CIC | No classification | Specialty Equipment | Cat Code | SPQ | Lift_(Elevator) | Sub CAT Code | LAE
CIC | No classification | Specialty Equipment | Cat Code | SPQ | Lift_(Elevator) | Sub CAT Code | LAE
CIC | No classification | Specialty Equipment | Cat Code | SPQ | Lift_(Elevator) | Sub CAT Code | LAE
CIC | No classification | Specialty Equipment | Cat Code | SPQ | Lift_(Elevator) | Sub CAT Code | LAE
CIC | No classification | Electrical Equipment | Cat Code | ELQ | Switch_Board | Sub CAT Code | LAS
CIC | No classification | Electrical Equipment | Cat Code | ELQ | Switch_Board | Sub CAT Code | LAS
CIC | No classification | Electrical Equipment | Cat Code | ELQ | Switch_Board | Sub CAT Code | LAS
CIC | No classification | Electrical Equipment | Cat Code | ELQ | Switch_Board | Sub CAT Code | LAS
CIC | No classification | Electrical Equipment | Cat Code | ELQ | Switch_Board | Sub CAT Code | LAS
CIC | No classification | Electrical Equipment | Cat Code | ELQ | Switch_Board | Sub CAT Code | LAS
CIC | No classification | Electrical Equipment | Cat Code | ELQ | Switch_Board | Sub CAT Code | LAS
CIC | No classification | Electrical Equipment | Cat Code | ELQ | Switch_Board | Sub CAT Code | LAS
CIC | No classification | Electrical Equipment | Cat Code | ELQ | Switch_Board | Sub CAT Code | LAS
CIC | No classification | Electrical Equipment | Cat Code | ELQ | Switch_Board | Sub CAT Code | LAS
CIC | No classification | Electrical Equipment | Cat Code | ELQ | Switch_Board | Sub CAT Code | LAS
CIC | No classification | Electrical Equipment | Cat Code | ELQ | Switch_Board | Sub CAT Code | LAS
CIC | No classification | Electrical Equipment | Cat Code | ELQ | Switch_Board | Sub CAT Code | LAS
CIC | No classification | Cable Tray Fittings | Cat Code | CTF | Ladder | Sub CAT Code | LDR
CIC | No classification | Cable Tray Fittings | Cat Code | CTF | Ladder | Sub CAT Code | LDR
CIC | No classification | Cable Tray Fittings | Cat Code | CTF | Ladder | Sub CAT Code | LDR
CIC | No classification | Cable Tray Fittings | Cat Code | CTF | Ladder | Sub CAT Code | LDR
CIC | No classification | Cable Tray Fittings | Cat Code | CTF | Ladder | Sub CAT Code | LDR
CIC | No classification | Cable Tray Fittings | Cat Code | CTF | Ladder | Sub CAT Code | LDR
CIC | No classification | Cable Tray Fittings | Cat Code | CTF | Ladder | Sub CAT Code | LDR
CIC | No classification | Cable Tray Fittings | Cat Code | CTF | Ladder | Sub CAT Code | LDR
CIC | No classification | Site | Cat Code | STE | Logistics | Sub CAT Code | LGT
CIC | No classification | Site | Cat Code | STE | Logistics | Sub CAT Code | LGT
CIC | No classification | Site | Cat Code | STE | Logistics | Sub CAT Code | LGT
CIC | No classification | Site | Cat Code | STE | Logistics | Sub CAT Code | LGT
CIC | No classification | Site | Cat Code | STE | Logistics | Sub CAT Code | LGT
CIC | No classification | Site | Cat Code | STE | Logistics | Sub CAT Code | LGT
CIC | No classification | Site | Cat Code | STE | Logistics | Sub CAT Code | LGT
CIC | No classification | Site | Cat Code | STE | Logistics | Sub CAT Code | LGT
CIC | No classification | Site | Cat Code | STE | Logistics | Sub CAT Code | LGT
CIC | No classification | Site | Cat Code | STE | Logistics | Sub CAT Code | LGT
CIC | No classification | Site | Cat Code | STE | Logistics | Sub CAT Code | LGT
CIC | No classification | Site | Cat Code | STE | Logistics | Sub CAT Code | LGT
CIC | No classification | Windows | Cat Code | WDW | Louver | Sub CAT Code | LVR
CIC | No classification | Mass (Conceptural Mass) | Cat Code | MAS | Building_Massing_Model | Sub CAT Code | MAS
CIC | No classification | Mechanical Equipment | Cat Code | MCQ | Mixing_Box | Sub CAT Code | MBX
CIC | No classification | Mechanical Equipment | Cat Code | MCQ | Motor_Control_Centre | Sub CAT Code | MCC
CIC | No classification | Columns | Cat Code | COL | Metal_Clad | Sub CAT Code | MCD
CIC | No classification | Detail Items | Cat Code | DTL | Mechanical | Sub CAT Code | MCH
CIC | No classification | Electrical Equipment | Cat Code | ELQ | Electric_Meter | Sub CAT Code | MET
CIC | No classification | Structural Connections | Cat Code | SCN | Mechanical_Fasteners | Sub CAT Code | MFS
CIC | No classification | Communication Devices | Cat Code | COM | Microphone | Sub CAT Code | MIC
CIC | No classification | Structural Framing | Cat Code | SFM | Metal_Joist | Sub CAT Code | MJT
CIC | No classification | Fire Alarm Devices | Cat Code | ALM | Manual_Station | Sub CAT Code | MLS
CIC | No classification | Electrical Equipment | Cat Code | ELQ | Motor | Sub CAT Code | MOT
CIC | No classification | Electrical Equipment | Cat Code | ELQ | Motor | Sub CAT Code | MOT
CIC | No classification | Detail Items | Cat Code | DTL | Mansonry | Sub CAT Code | MSR
CIC | No classification | Detail Items | Cat Code | DTL | Metals | Sub CAT Code | MTL
CIC | No classification | Generic Models | Cat Code | GMD | Metal | Sub CAT Code | MTL
CIC | No classification | Profiles | Cat Code | PRF | Mullion | Sub CAT Code | MUL
CIC | No classification | Structural Framing | Cat Code | SFM | Metal_Web_Wood_Truss | Sub CAT Code | MWT
CIC | No classification | Nurse Call Devices | Cat Code | NCD | Nurse_Call_Zone_Light | Sub CAT Code | NLT
CIC | No classification | Nurse Call Devices | Cat Code | NCD | Nurse_Station | Sub CAT Code | NST
CIC | No classification | Specialty Equipment | Cat Code | SPQ | Office_Equipment | Sub CAT Code | OFQ
CIC | No classification | Specialty Equipment | Cat Code | SPQ | Office_Equipment | Sub CAT Code | OFQ
CIC | No classification | Specialty Equipment | Cat Code | SPQ | Office_Equipment | Sub CAT Code | OFQ
CIC | No classification | Electrical Fixtures | Cat Code | ELF | Outlet | Sub CAT Code | OLT
CIC | No classification | Electrical Fixtures | Cat Code | ELF | Outlet | Sub CAT Code | OLT
CIC | No classification | Electrical Fixtures | Cat Code | ELF | Outlet | Sub CAT Code | OLT
CIC | No classification | Electrical Fixtures | Cat Code | ELF | Outlet | Sub CAT Code | OLT
CIC | No classification | Electrical Fixtures | Cat Code | ELF | Outlet | Sub CAT Code | OLT
CIC | No classification | Electrical Fixtures | Cat Code | ELF | Outlet | Sub CAT Code | OLT
CIC | No classification | Electrical Fixtures | Cat Code | ELF | Outlet | Sub CAT Code | OLT
CIC | No classification | Electrical Fixtures | Cat Code | ELF | Outlet | Sub CAT Code | OLT
CIC | No classification | Electrical Fixtures | Cat Code | ELF | Outlet | Sub CAT Code | OLT
CIC | No classification | Electrical Fixtures | Cat Code | ELF | Outlet | Sub CAT Code | OLT
CIC | No classification | Electrical Fixtures | Cat Code | ELF | Outlet | Sub CAT Code | OLT
CIC | No classification | Lighting Devices | Cat Code | LTD | Occupancy_Sensor | Sub CAT Code | OPS
CIC | No classification | Fire Alarm Devices | Cat Code | ALM | Other | Sub CAT Code | OTR
CIC | No classification | Air Terminals | Cat Code | ART | Other | Sub CAT Code | OTR
CIC | No classification | Conduit Fittings | Cat Code | CDF | Other | Sub CAT Code | OTR
CIC | No classification | Columns | Cat Code | COL | Other | Sub CAT Code | OTR
CIC | No classification | Communication Devices | Cat Code | COM | Other | Sub CAT Code | OTR
CIC | No classification | Cable Tray Fittings | Cat Code | CTF | Other | Sub CAT Code | OTR
CIC | No classification | Curtain Panels | Cat Code | CTP | Other | Sub CAT Code | OTR
CIC | No classification | Casework | Cat Code | CWK | Other | Sub CAT Code | OTR
CIC | No classification | Data Devices | Cat Code | DAT | Other | Sub CAT Code | OTR
CIC | No classification | Doors | Cat Code | DOR | Other | Sub CAT Code | OTR
CIC | No classification | Duct Accessories | Cat Code | DUA | Other | Sub CAT Code | OTR
CIC | No classification | Duct Fittings | Cat Code | DUF | Other | Sub CAT Code | OTR
CIC | No classification | Duct System | Cat Code | DUS | Other | Sub CAT Code | OTR
CIC | No classification | Electrical Circuits | Cat Code | ELC | Other | Sub CAT Code | OTR
CIC | No classification | Electrical Fixtures | Cat Code | ELF | Other | Sub CAT Code | OTR
CIC | No classification | Electrical Equipment | Cat Code | ELQ | Other | Sub CAT Code | OTR
CIC | No classification | Entourage | Cat Code | ENT | Other | Sub CAT Code | OTR
CIC | No classification | Furniture Systems | Cat Code | FNY | Other | Sub CAT Code | OTR
CIC | No classification | Furniture | Cat Code | FUR | Other | Sub CAT Code | OTR
CIC | No classification | Furniture | Cat Code | FUR | Other | Sub CAT Code | OTR
CIC | No classification | Furniture | Cat Code | FUR | Other | Sub CAT Code | OTR
CIC | No classification | Furniture | Cat Code | FUR | Other | Sub CAT Code | OTR
CIC | No classification | Lighting Devices | Cat Code | LTD | Other | Sub CAT Code | OTR
CIC | No classification | Lighting Fixtures (Light Fittings) | Cat Code | LTG | Other | Sub CAT Code | OTR
CIC | No classification | Mechanical Equipment | Cat Code | MCQ | Other | Sub CAT Code | OTR
CIC | No classification | Nurse Call Devices | Cat Code | NCD | Other | Sub CAT Code | OTR
CIC | No classification | Plumbing Fixtures | Cat Code | PLM | Other | Sub CAT Code | OTR
CIC | No classification | Planting | Cat Code | PLT | Other | Sub CAT Code | OTR
CIC | No classification | Pipe Accessories | Cat Code | PPA | Other | Sub CAT Code | OTR
CIC | No classification | Pipes | Cat Code | PPE | Other | Sub CAT Code | OTR
CIC | No classification | Pipe Fittings | Cat Code | PPF | Other | Sub CAT Code | OTR
CIC | No classification | Piping Systems | Cat Code | PPS | Other | Sub CAT Code | OTR
CIC | No classification | Roads | Cat Code | RAD | Other | Sub CAT Code | OTR
CIC | No classification | Railings | Cat Code | RAL | Other | Sub CAT Code | OTR
CIC | No classification | Roofs | Cat Code | ROF | Other | Sub CAT Code | OTR
CIC | No classification | Security Devices | Cat Code | SCD | Other | Sub CAT Code | OTR
CIC | No classification | Structural Columns | Cat Code | SCL | Other | Sub CAT Code | OTR
CIC | No classification | Structural Connections | Cat Code | SCN | Other | Sub CAT Code | OTR
CIC | No classification | Structural Foundations | Cat Code | SFD | Other | Sub CAT Code | OTR
CIC | No classification | Structural Framing | Cat Code | SFM | Other | Sub CAT Code | OTR
CIC | No classification | Specialty Equipment | Cat Code | SPQ | Other | Sub CAT Code | OTR
CIC | No classification | Specialty Equipment | Cat Code | SPQ | Other | Sub CAT Code | OTR
CIC | No classification | Specialty Equipment | Cat Code | SPQ | Other | Sub CAT Code | OTR
CIC | No classification | Specialty Equipment | Cat Code | SPQ | Other | Sub CAT Code | OTR
CIC | No classification | Specialty Equipment | Cat Code | SPQ | Other | Sub CAT Code | OTR
CIC | No classification | Site | Cat Code | STE | Other | Sub CAT Code | OTR
CIC | No classification | Site | Cat Code | STE | Other | Sub CAT Code | OTR
CIC | No classification | Site | Cat Code | STE | Other | Sub CAT Code | OTR
CIC | No classification | Structural Trusses | Cat Code | STR | Other | Sub CAT Code | OTR
CIC | No classification | Telephone Devices | Cat Code | TDV | Other | Sub CAT Code | OTR
CIC | No classification | Walls | Cat Code | WAL | Other | Sub CAT Code | OTR
CIC | No classification | Windows | Cat Code | WDW | Other | Sub CAT Code | OTR
CIC | No classification | Doors | Cat Code | DOR | Overhaed | Sub CAT Code | OVH
CIC | No classification | Security Devices | Cat Code | SCD | Override_Keyswitch | Sub CAT Code | OVR
CIC | No classification | Electrical Circuits | Cat Code | ELC | Parallel Circuit | Sub CAT Code | PAC
CIC | No classification | Roads | Cat Code | RAD | Pavement | Sub CAT Code | PAM
CIC | No classification | Electrical Equipment | Cat Code | ELQ | PanelBoard | Sub CAT Code | PAN
CIC | No classification | Electrical Equipment | Cat Code | ELQ | PanelBoard | Sub CAT Code | PAN
CIC | No classification | Electrical Equipment | Cat Code | ELQ | PanelBoard | Sub CAT Code | PAN
CIC | No classification | Electrical Equipment | Cat Code | ELQ | PanelBoard | Sub CAT Code | PAN
CIC | No classification | Electrical Equipment | Cat Code | ELQ | PanelBoard | Sub CAT Code | PAN
CIC | No classification | Electrical Equipment | Cat Code | ELQ | PanelBoard | Sub CAT Code | PAN
CIC | No classification | Electrical Equipment | Cat Code | ELQ | PanelBoard | Sub CAT Code | PAN
CIC | No classification | Mechanical Equipment | Cat Code | MCQ | Primary_Air_Handling_Unit | Sub CAT Code | PAU
CIC | No classification | Walls | Cat Code | WAL | Partition Wall | Sub CAT Code | PAW
CIC | No classification | Pipe Fittings | Cat Code | PPF | Pipe_Branch_Connection | Sub CAT Code | PBC
CIC | No classification | Pipe Fittings | Cat Code | PPF | Pipe_Bend | Sub CAT Code | PBD
CIC | No classification | Pipe Fittings | Cat Code | PPF | PipeFitting_Polybutylene(PB) | Sub CAT Code | PBP
CIC | No classification | Pipe Fittings | Cat Code | PPF | PipeFitting_Polybutylene(PB) | Sub CAT Code | PBP
CIC | No classification | Pipe Fittings | Cat Code | PPF | PipeFitting_Polybutylene(PB) | Sub CAT Code | PBP
CIC | No classification | Pipe Fittings | Cat Code | PPF | PipeFitting_Polybutylene(PB) | Sub CAT Code | PBP
CIC | No classification | Pipe Fittings | Cat Code | PPF | PipeFitting_Polybutylene(PB) | Sub CAT Code | PBP
CIC | No classification | Pipe Fittings | Cat Code | PPF | PipeFitting_Polybutylene(PB) | Sub CAT Code | PBP
CIC | No classification | Pipe Fittings | Cat Code | PPF | PipeFitting_Polybutylene(PB) | Sub CAT Code | PBP
CIC | No classification | Pipe Fittings | Cat Code | PPF | Pipe_Coupling | Sub CAT Code | PCL
CIC | No classification | Mechanical Equipment | Cat Code | MCQ | Pipe_Connector | Sub CAT Code | PCN
CIC | No classification | Mechanical Equipment | Cat Code | MCQ | Pipe_Connector | Sub CAT Code | PCN
CIC | No classification | Mechanical Equipment | Cat Code | MCQ | Pipe_Connector | Sub CAT Code | PCN
CIC | No classification | Mechanical Equipment | Cat Code | MCQ | Pipe_Connector | Sub CAT Code | PCN
CIC | No classification | Mechanical Equipment | Cat Code | MCQ | Pipe_Connector | Sub CAT Code | PCN
CIC | No classification | Mechanical Equipment | Cat Code | MCQ | Pipe_Connector | Sub CAT Code | PCN
CIC | No classification | Mechanical Equipment | Cat Code | MCQ | Pipe_Connector | Sub CAT Code | PCN
CIC | No classification | Mechanical Equipment | Cat Code | MCQ | Pipe_Connector | Sub CAT Code | PCN
CIC | No classification | Mechanical Equipment | Cat Code | MCQ | Pipe_Connector | Sub CAT Code | PCN
CIC | No classification | Mechanical Equipment | Cat Code | MCQ | Pipe_Connector | Sub CAT Code | PCN
CIC | No classification | Mechanical Equipment | Cat Code | MCQ | Pipe_Connector | Sub CAT Code | PCN
CIC | No classification | Mechanical Equipment | Cat Code | MCQ | Pipe_Connector | Sub CAT Code | PCN
CIC | No classification | Plumbing Fixtures | Cat Code | PLM | Pipe_Connector | Sub CAT Code | PCN
CIC | No classification | Plumbing Fixtures | Cat Code | PLM | Pipe_Connector | Sub CAT Code | PCN
CIC | No classification | Plumbing Fixtures | Cat Code | PLM | Pipe_Connector | Sub CAT Code | PCN
CIC | No classification | Plumbing Fixtures | Cat Code | PLM | Pipe_Connector | Sub CAT Code | PCN
CIC | No classification | Pipe Fittings | Cat Code | PPF | Pipe_Cap | Sub CAT Code | PCP
CIC | No classification | Pipe Fittings | Cat Code | PPF | Pipe_Cross | Sub CAT Code | PCR
CIC | No classification | Pipe Fittings | Cat Code | PPF | Pipe_Elbow | Sub CAT Code | PEB
CIC | No classification | Pipe Fittings | Cat Code | PPF | PipeFitting_Polyethylene(PE) | Sub CAT Code | PEP
CIC | No classification | Pipe Fittings | Cat Code | PPF | PipeFitting_Polyethylene(PE) | Sub CAT Code | PEP
CIC | No classification | Pipe Fittings | Cat Code | PPF | PipeFitting_Polyethylene(PE) | Sub CAT Code | PEP
CIC | No classification | Pipe Fittings | Cat Code | PPF | PipeFitting_Polyethylene(PE) | Sub CAT Code | PEP
CIC | No classification | Pipe Fittings | Cat Code | PPF | PipeFitting_Polyethylene(PE) | Sub CAT Code | PEP
CIC | No classification | Pipe Fittings | Cat Code | PPF | PipeFitting_Polyethylene(PE) | Sub CAT Code | PEP
CIC | No classification | Pipe Fittings | Cat Code | PPF | PipeFitting_Polyethylene(PE) | Sub CAT Code | PEP
CIC | No classification | Pipe Fittings | Cat Code | PPF | PipeFitting_Crosslinked_Polyethylene(PEX) | Sub CAT Code | PEX
CIC | No classification | Pipe Fittings | Cat Code | PPF | PipeFitting_Crosslinked_Polyethylene(PEX) | Sub CAT Code | PEX
CIC | No classification | Pipe Fittings | Cat Code | PPF | PipeFitting_Crosslinked_Polyethylene(PEX) | Sub CAT Code | PEX
CIC | No classification | Pipe Fittings | Cat Code | PPF | PipeFitting_Crosslinked_Polyethylene(PEX) | Sub CAT Code | PEX
CIC | No classification | Pipe Fittings | Cat Code | PPF | PipeFitting_Crosslinked_Polyethylene(PEX) | Sub CAT Code | PEX
CIC | No classification | Pipe Fittings | Cat Code | PPF | PipeFitting_Crosslinked_Polyethylene(PEX) | Sub CAT Code | PEX
CIC | No classification | Pipe Fittings | Cat Code | PPF | PipeFitting_Crosslinked_Polyethylene(PEX) | Sub CAT Code | PEX
CIC | No classification | Pipe Fittings | Cat Code | PPF | Pipe_Flange | Sub CAT Code | PFG
CIC | No classification | Pipe Fittings | Cat Code | PPF | PipeFitting_Generic | Sub CAT Code | PGN
CIC | No classification | Pipe Fittings | Cat Code | PPF | PipeFitting_Generic | Sub CAT Code | PGN
CIC | No classification | Pipe Fittings | Cat Code | PPF | PipeFitting_Generic | Sub CAT Code | PGN
CIC | No classification | Pipe Fittings | Cat Code | PPF | PipeFitting_Generic | Sub CAT Code | PGN
CIC | No classification | Pipe Fittings | Cat Code | PPF | PipeFitting_Generic | Sub CAT Code | PGN
CIC | No classification | Pipe Fittings | Cat Code | PPF | PipeFitting_Generic | Sub CAT Code | PGN
CIC | No classification | Pipe Fittings | Cat Code | PPF | PipeFitting_Generic | Sub CAT Code | PGN
CIC | No classification | Pipe Fittings | Cat Code | PPF | PipeFitting_Generic | Sub CAT Code | PGN
CIC | No classification | Pipe Fittings | Cat Code | PPF | PipeFitting_Generic | Sub CAT Code | PGN
CIC | No classification | Lighting Devices | Cat Code | LTD | Photocell | Sub CAT Code | PHC
CIC | No classification | Plumbing Fixtures | Cat Code | PLM | Sewage Pit, Sump | Sub CAT Code | PIT
CIC | No classification | Structural Trusses | Cat Code | STR | Parker_Truss | Sub CAT Code | PKT
CIC | No classification | Entourage | Cat Code | ENT | Plants | Sub CAT Code | PLT
CIC | No classification | Mechanical Equipment | Cat Code | MCQ | Pump | Sub CAT Code | PMP
CIC | No classification | Mechanical Equipment | Cat Code | MCQ | Pump | Sub CAT Code | PMP
CIC | No classification | Mechanical Equipment | Cat Code | MCQ | Pump | Sub CAT Code | PMP
CIC | No classification | Mechanical Equipment | Cat Code | MCQ | Pump | Sub CAT Code | PMP
CIC | No classification | Mechanical Equipment | Cat Code | MCQ | Pump | Sub CAT Code | PMP
CIC | No classification | Mechanical Equipment | Cat Code | MCQ | Pump | Sub CAT Code | PMP
CIC | No classification | Mechanical Equipment | Cat Code | MCQ | Pump | Sub CAT Code | PMP
CIC | No classification | Mechanical Equipment | Cat Code | MCQ | Pump | Sub CAT Code | PMP
CIC | No classification | Lighting Fixtures (Light Fittings) | Cat Code | LTG | Pendant | Sub CAT Code | PND
CIC | No classification | Railings | Cat Code | RAL | Panel | Sub CAT Code | PNL
CIC | No classification | Pipe Fittings | Cat Code | PPF | Pipe_Plug | Sub CAT Code | PPG
CIC | No classification | Pipe Fittings | Cat Code | PPF | Pipe_Reducer | Sub CAT Code | PRD
CIC | No classification | Site | Cat Code | STE | Parking | Sub CAT Code | PRK
CIC | No classification | Site | Cat Code | STE | Parking | Sub CAT Code | PRK
CIC | No classification | Site | Cat Code | STE | Parking | Sub CAT Code | PRK
CIC | No classification | Site | Cat Code | STE | Parking | Sub CAT Code | PRK
CIC | No classification | Fire Alarm Devices | Cat Code | ALM | Purge_Panel | Sub CAT Code | PRP
CIC | No classification | Entourage | Cat Code | ENT | Persons | Sub CAT Code | PRS
CIC | No classification | Entourage | Cat Code | ENT | Persons | Sub CAT Code | PRS
CIC | No classification | Furniture Systems | Cat Code | FNY | Partition | Sub CAT Code | PRT
CIC | No classification | Mechanical Equipment | Cat Code | MCQ | Pressure_Vessel | Sub CAT Code | PRV
CIC | No classification | Doors | Cat Code | DOR | Passage | Sub CAT Code | PSG
CIC | No classification | Pipe Accessories | Cat Code | PPA | Pressure_Regulator | Sub CAT Code | PSR
CIC | No classification | Pipe Accessories | Cat Code | PPA | Pressure_Regulator | Sub CAT Code | PSR
CIC | No classification | Railings | Cat Code | RAL | Post | Sub CAT Code | PST
CIC | No classification | Pipe Accessories | Cat Code | PPA | Pressure_Switch | Sub CAT Code | PSW
CIC | No classification | Pipe Fittings | Cat Code | PPF | Pipe_Tee | Sub CAT Code | PTE
CIC | No classification | Pipe Fittings | Cat Code | PPF | Pipe_Trap | Sub CAT Code | PTP
CIC | No classification | Pipe Fittings | Cat Code | PPF | Pipe_Transition | Sub CAT Code | PTR
CIC | No classification | Structural Trusses | Cat Code | STR | Pratt_Truss | Sub CAT Code | PTT
CIC | No classification | Mechanical Equipment | Cat Code | MCQ | Pressurized_Water_Sys | Sub CAT Code | PWS
CIC | No classification | Pipe Fittings | Cat Code | PPF | Pipe_Wye | Sub CAT Code | PWY
CIC | No classification | Structural Framing | Cat Code | SFM | Reinforced_Concrete_Beam | Sub CAT Code | RCB
CIC | No classification | Structural Framing | Cat Code | SFM | Reinforced_Concrete_Beam | Sub CAT Code | RCB
CIC | No classification | Structural Framing | Cat Code | SFM | Reinforced_Concrete_Beam | Sub CAT Code | RCB
CIC | No classification | Structural Framing | Cat Code | SFM | Reinforced_Concrete_Beam | Sub CAT Code | RCB
CIC | No classification | Structural Framing | Cat Code | SFM | Reinforced_Concrete_Beam | Sub CAT Code | RCB
CIC | No classification | Structural Columns | Cat Code | SCL | Reinforced_Concrete_Column_Head | Sub CAT Code | RCH
CIC | No classification | Structural Columns | Cat Code | SCL | Reinforced_Concrete_Column_Head | Sub CAT Code | RCH
CIC | No classification | Structural Columns | Cat Code | SCL | Reinforced_Concrete_Column | Sub CAT Code | RCL
CIC | No classification | Structural Columns | Cat Code | SCL | Reinforced_Concrete_Column | Sub CAT Code | RCL
CIC | No classification | Structural Columns | Cat Code | SCL | Reinforced_Concrete_Column | Sub CAT Code | RCL
CIC | No classification | Structural Columns | Cat Code | SCL | Reinforced_Concrete_Column | Sub CAT Code | RCL
CIC | No classification | Mechanical Equipment | Cat Code | MCQ | Room_Cooler | Sub CAT Code | RCR
CIC | No classification | Columns | Cat Code | COL | Rectangular | Sub CAT Code | RCT
CIC | No classification | Mechanical Equipment | Cat Code | MCQ | Radiator | Sub CAT Code | RDR
CIC | No classification | Profiles | Cat Code | PRF | Reveal | Sub CAT Code | REL
CIC | No classification | Duct Accessories | Cat Code | DUA | Register | Sub CAT Code | RGT
CIC | No classification | Roads | Cat Code | RAD | Road Marking | Sub CAT Code | RMK
CIC | No classification | Columns | Cat Code | COL | Round | Sub CAT Code | RND
CIC | No classification | Mechanical Equipment | Cat Code | MCQ | Return_Register | Sub CAT Code | RRG
CIC | No classification | Duct System | Cat Code | DUS | Return Air | Sub CAT Code | RTA
CIC | No classification | Walls | Cat Code | WAL | Retaining Wall | Sub CAT Code | RTW
CIC | No classification | Communication Devices | Cat Code | COM | Router | Sub CAT Code | RUT
CIC | No classification | Doors | Cat Code | DOR | Revolving | Sub CAT Code | RVL
CIC | No classification | Pipes | Cat Code | PPE | Rainwater Pipe | Sub CAT Code | RWP
CIC | No classification | Piping Systems | Cat Code | PPS | Rainwater Pipe | Sub CAT Code | RWP
CIC | No classification | Mechanical Equipment | Cat Code | MCQ | Split_Type_AC_Unit | Sub CAT Code | SAC | The following Fields share the same Sub-CAT code: 1 - Marine Structure Model - Access Structure (CEDD) 2 - Mechanical Equipment - Split_Type_AC_Unit (CIC)
CIC | No classification | Structural Framing | Cat Code | SFM | Beam | Sub CAT Code | SBS
CIC | No classification | Detail Items | Cat Code | DTL | Special_Construction | Sub CAT Code | SCN
CIC | No classification | Specialty Equipment | Cat Code | SPQ | Screen | Sub CAT Code | SCR
CIC | No classification | Structural Trusses | Cat Code | STR | Scissor_Truss | Sub CAT Code | SCT
CIC | No classification | Pipe Accessories | Cat Code | PPA | Suction_Diffuser | Sub CAT Code | SDF
CIC | No classification | Pipe Accessories | Cat Code | PPA | Suction_Diffuser | Sub CAT Code | SDF
CIC | No classification | Doors | Cat Code | DOR | Sidelight | Sub CAT Code | SDL
CIC | No classification | Mechanical Equipment | Cat Code | MCQ | Supply_Diffuser | Sub CAT Code | SDR
CIC | No classification | Mechanical Equipment | Cat Code | MCQ | Supply_Diffuser | Sub CAT Code | SDR
CIC | No classification | Electrical Circuits | Cat Code | ELC | Series Circuit | Sub CAT Code | SEC
CIC | No classification | Communication Devices | Cat Code | COM | Server | Sub CAT Code | SER
CIC | No classification | Nurse Call Devices | Cat Code | NCD | Staff_Station | Sub CAT Code | SFT
CIC | No classification | Windows | Cat Code | WDW | Single_Hung | Sub CAT Code | SGH
CIC | No classification | Doors | Cat Code | DOR | Single | Sub CAT Code | SGL
CIC | No classification | Doors | Cat Code | DOR | Single | Sub CAT Code | SGL
CIC | No classification | Doors | Cat Code | DOR | Single | Sub CAT Code | SGL
CIC | No classification | Doors | Cat Code | DOR | Single | Sub CAT Code | SGL
CIC | No classification | Doors | Cat Code | DOR | Single | Sub CAT Code | SGL
CIC | No classification | Doors | Cat Code | DOR | Single | Sub CAT Code | SGL
CIC | No classification | Doors | Cat Code | DOR | Single | Sub CAT Code | SGL
CIC | No classification | Plumbing Fixtures | Cat Code | PLM | Shower | Sub CAT Code | SHR
CIC | No classification | Plumbing Fixtures | Cat Code | PLM | Shower | Sub CAT Code | SHR
CIC | No classification | Plumbing Fixtures | Cat Code | PLM | Shower | Sub CAT Code | SHR
CIC | No classification | Plumbing Fixtures | Cat Code | PLM | Shower | Sub CAT Code | SHR
CIC | No classification | Plumbing Fixtures | Cat Code | PLM | Shower | Sub CAT Code | SHR
CIC | No classification | Planting | Cat Code | PLT | Shrub | Sub CAT Code | SHU
CIC | No classification | Specialty Equipment | Cat Code | SPQ | Signage | Sub CAT Code | SIG
CIC | No classification | Furniture | Cat Code | FUR | Seating | Sub CAT Code | SIT
CIC | No classification | Furniture | Cat Code | FUR | Seating | Sub CAT Code | SIT
CIC | No classification | Furniture | Cat Code | FUR | Seating | Sub CAT Code | SIT
CIC | No classification | Furniture | Cat Code | FUR | Seating | Sub CAT Code | SIT
CIC | No classification | Furniture | Cat Code | FUR | Seating | Sub CAT Code | SIT
CIC | No classification | Furniture | Cat Code | FUR | Seating | Sub CAT Code | SIT
CIC | No classification | Furniture | Cat Code | FUR | Seating | Sub CAT Code | SIT
CIC | No classification | Furniture | Cat Code | FUR | Seating | Sub CAT Code | SIT
CIC | No classification | Furniture | Cat Code | FUR | Seating | Sub CAT Code | SIT
CIC | No classification | Furniture | Cat Code | FUR | Seating | Sub CAT Code | SIT
CIC | No classification | Furniture | Cat Code | FUR | Seating | Sub CAT Code | SIT
CIC | No classification | Furniture | Cat Code | FUR | Seating | Sub CAT Code | SIT
CIC | No classification | Furniture | Cat Code | FUR | Seating | Sub CAT Code | SIT
CIC | No classification | Furniture | Cat Code | FUR | Seating | Sub CAT Code | SIT
CIC | No classification | Furniture | Cat Code | FUR | Seating | Sub CAT Code | SIT
CIC | No classification | Furniture | Cat Code | FUR | Seating | Sub CAT Code | SIT
CIC | No classification | Furniture | Cat Code | FUR | Seating | Sub CAT Code | SIT
CIC | No classification | Furniture | Cat Code | FUR | Seating | Sub CAT Code | SIT
CIC | No classification | Furniture | Cat Code | FUR | Seating | Sub CAT Code | SIT
CIC | No classification | Furniture | Cat Code | FUR | Seating | Sub CAT Code | SIT
CIC | No classification | Furniture | Cat Code | FUR | Seating | Sub CAT Code | SIT
CIC | No classification | Furniture | Cat Code | FUR | Seating | Sub CAT Code | SIT
CIC | No classification | Windows | Cat Code | WDW | Skylight | Sub CAT Code | SKY
CIC | No classification | Generic Models | Cat Code | GMD | Slab | Sub CAT Code | SLB
CIC | No classification | Doors | Cat Code | DOR | Sliding | Sub CAT Code | SLD
CIC | No classification | Windows | Cat Code | WDW | Sliding | Sub CAT Code | SLD
CIC | No classification | Mechanical Equipment | Cat Code | MCQ | Stoplog | Sub CAT Code | SLG
CIC | No classification | Duct Accessories | Cat Code | DUA | Silencer | Sub CAT Code | SLN
CIC | No classification | Fire Alarm Devices | Cat Code | ALM | Smoke_Detector | Sub CAT Code | SMD
CIC | No classification | Fire Alarm Devices | Cat Code | ALM | Smoke_Detector | Sub CAT Code | SMD
CIC | No classification | Fire Alarm Devices | Cat Code | ALM | Smoke_Detector | Sub CAT Code | SMD
CIC | No classification | Plumbing Fixtures | Cat Code | PLM | Sink | Sub CAT Code | SNK
CIC | No classification | Plumbing Fixtures | Cat Code | PLM | Sink | Sub CAT Code | SNK
CIC | No classification | Plumbing Fixtures | Cat Code | PLM | Sink | Sub CAT Code | SNK
CIC | No classification | Plumbing Fixtures | Cat Code | PLM | Sink | Sub CAT Code | SNK
CIC | No classification | Plumbing Fixtures | Cat Code | PLM | Sink | Sub CAT Code | SNK
CIC | No classification | Plumbing Fixtures | Cat Code | PLM | Sink | Sub CAT Code | SNK
CIC | No classification | Plumbing Fixtures | Cat Code | PLM | Sink | Sub CAT Code | SNK
CIC | No classification | Plumbing Fixtures | Cat Code | PLM | Sink | Sub CAT Code | SNK
CIC | No classification | Plumbing Fixtures | Cat Code | PLM | Sink | Sub CAT Code | SNK
CIC | No classification | Plumbing Fixtures | Cat Code | PLM | Sink | Sub CAT Code | SNK
CIC | No classification | Plumbing Fixtures | Cat Code | PLM | Sink | Sub CAT Code | SNK
CIC | No classification | Plumbing Fixtures | Cat Code | PLM | Sink | Sub CAT Code | SNK
CIC | No classification | Plumbing Fixtures | Cat Code | PLM | Sink | Sub CAT Code | SNK
CIC | No classification | Electrical Fixtures | Cat Code | ELF | Sensor | Sub CAT Code | SNR
CIC | No classification | Electrical Fixtures | Cat Code | ELF | Sensor | Sub CAT Code | SNR
CIC | No classification | Electrical Fixtures | Cat Code | ELF | Sensor | Sub CAT Code | SNR
CIC | No classification | Electrical Fixtures | Cat Code | ELF | Sensor | Sub CAT Code | SNR
CIC | No classification | Electrical Fixtures | Cat Code | ELF | Sensor | Sub CAT Code | SNR
CIC | No classification | Electrical Fixtures | Cat Code | ELF | Sensor | Sub CAT Code | SNR
CIC | No classification | Duct System | Cat Code | DUS | Supply Air | Sub CAT Code | SPA
CIC | No classification | Detail Items | Cat Code | DTL | Specialties | Sub CAT Code | SPC
CIC | No classification | Fire Alarm Devices | Cat Code | ALM | Speaker_Horn | Sub CAT Code | SPH
CIC | No classification | Communication Devices | Cat Code | COM | Speaker | Sub CAT Code | SPK
CIC | No classification | Railings | Cat Code | RAL | Supports | Sub CAT Code | SPP
CIC | No classification | Lighting Fixtures (Light Fittings) | Cat Code | LTG | Spotlight (Floodlight) | Sub CAT Code | SPT
CIC | No classification | Mechanical Equipment | Cat Code | MCQ | Supply_Register | Sub CAT Code | SRG
CIC | No classification | Security Devices | Cat Code | SCD | Security Siren | Sub CAT Code | SRN
CIC | No classification | Mechanical Equipment | Cat Code | MCQ | Service_Section | Sub CAT Code | SSC
CIC | No classification | Pipe Fittings | Cat Code | PPF | PipeFitting_Stainless_Steel | Sub CAT Code | SST
CIC | No classification | Pipe Fittings | Cat Code | PPF | PipeFitting_Stainless_Steel | Sub CAT Code | SST
CIC | No classification | Pipe Fittings | Cat Code | PPF | PipeFitting_Stainless_Steel | Sub CAT Code | SST
CIC | No classification | Pipe Fittings | Cat Code | PPF | PipeFitting_Stainless_Steel | Sub CAT Code | SST
CIC | No classification | Pipe Fittings | Cat Code | PPF | PipeFitting_Stainless_Steel | Sub CAT Code | SST
CIC | No classification | Pipe Fittings | Cat Code | PPF | PipeFitting_Stainless_Steel | Sub CAT Code | SST
CIC | No classification | Pipe Fittings | Cat Code | PPF | PipeFitting_Stainless_Steel | Sub CAT Code | SST
CIC | No classification | Site | Cat Code | STE | Site_Accessories | Sub CAT Code | STA
CIC | No classification | Site | Cat Code | STE | Site_Accessories | Sub CAT Code | STA
CIC | No classification | Site | Cat Code | STE | Site_Accessories | Sub CAT Code | STA
CIC | No classification | Site | Cat Code | STE | Site_Accessories | Sub CAT Code | STA
CIC | No classification | Site | Cat Code | STE | Site_Accessories | Sub CAT Code | STA
CIC | No classification | Site | Cat Code | STE | Site_Accessories | Sub CAT Code | STA
CIC | No classification | Site | Cat Code | STE | Site_Accessories | Sub CAT Code | STA
CIC | No classification | Site | Cat Code | STE | Site_Accessories | Sub CAT Code | STA
CIC | No classification | Site | Cat Code | STE | Site_Accessories | Sub CAT Code | STA
CIC | No classification | Site | Cat Code | STE | Site_Accessories | Sub CAT Code | STA
CIC | No classification | Site | Cat Code | STE | Site_Accessories | Sub CAT Code | STA
CIC | No classification | Site | Cat Code | STE | Site_Accessories | Sub CAT Code | STA
CIC | No classification | Site | Cat Code | STE | Site_Accessories | Sub CAT Code | STA
CIC | No classification | Site | Cat Code | STE | Site_Accessories | Sub CAT Code | STA
CIC | No classification | Site | Cat Code | STE | Site_Accessories | Sub CAT Code | STA
CIC | No classification | Site | Cat Code | STE | Site_Accessories | Sub CAT Code | STA
CIC | No classification | Site | Cat Code | STE | Site_Accessories | Sub CAT Code | STA
CIC | No classification | Structural Framing | Cat Code | SFM | Steel_Beam (Steel_Member) | Sub CAT Code | STB
CIC | No classification | Structural Framing | Cat Code | SFM | Steel_Beam (Steel_Member) | Sub CAT Code | STB
CIC | No classification | Structural Framing | Cat Code | SFM | Steel_Beam (Steel_Member) | Sub CAT Code | STB
CIC | No classification | Structural Framing | Cat Code | SFM | Steel_Beam (Steel_Member) | Sub CAT Code | STB
CIC | No classification | Structural Columns | Cat Code | SCL | Steel_Column (Steel_Member) | Sub CAT Code | STC
CIC | No classification | Structural Columns | Cat Code | SCL | Steel_Column (Steel_Member) | Sub CAT Code | STC
CIC | No classification | Structural Columns | Cat Code | SCL | Steel_Column (Steel_Member) | Sub CAT Code | STC
CIC | No classification | Structural Columns | Cat Code | SCL | Steel_Column (Steel_Member) | Sub CAT Code | STC
CIC | No classification | Structural Columns | Cat Code | SCL | Steel_Column (Steel_Member) | Sub CAT Code | STC
CIC | No classification | Structural Columns | Cat Code | SCL | Steel_Column (Steel_Member) | Sub CAT Code | STC
CIC | No classification | Structural Columns | Cat Code | SCL | Steel_Column (Steel_Member) | Sub CAT Code | STC
CIC | No classification | Furniture Systems | Cat Code | FNY | Storage | Sub CAT Code | STG
CIC | No classification | Furniture Systems | Cat Code | FNY | Storage | Sub CAT Code | STG
CIC | No classification | Furniture Systems | Cat Code | FNY | Storage | Sub CAT Code | STG
CIC | No classification | Furniture Systems | Cat Code | FNY | Storage | Sub CAT Code | STG
CIC | No classification | Furniture Systems | Cat Code | FNY | Storage | Sub CAT Code | STG
CIC | No classification | Furniture Systems | Cat Code | FNY | Storage | Sub CAT Code | STG
CIC | No classification | Pipe Accessories | Cat Code | PPA | Strainer | Sub CAT Code | STN
CIC | No classification | Pipe Accessories | Cat Code | PPA | Strainer | Sub CAT Code | STN
CIC | No classification | Pipe Accessories | Cat Code | PPA | Strainer | Sub CAT Code | STN
CIC | No classification | Generic Models | Cat Code | GMD | Stone | Sub CAT Code | STO
CIC | No classification | Lighting Fixtures (Light Fittings) | Cat Code | LTG | Street_Lamp | Sub CAT Code | STR
CIC | No classification | Lighting Fixtures (Light Fittings) | Cat Code | LTG | Street_Lamp | Sub CAT Code | STR
CIC | No classification | Site | Cat Code | STE | Site_Utility | Sub CAT Code | STU
CIC | No classification | Site | Cat Code | STE | Site_Utility | Sub CAT Code | STU
CIC | No classification | Site | Cat Code | STE | Site_Utility | Sub CAT Code | STU
CIC | No classification | Site | Cat Code | STE | Site_Utility | Sub CAT Code | STU
CIC | No classification | Site | Cat Code | STE | Site_Utility | Sub CAT Code | STU
CIC | No classification | Site | Cat Code | STE | Site_Utility | Sub CAT Code | STU
CIC | No classification | Site | Cat Code | STE | Site_Utility | Sub CAT Code | STU
CIC | No classification | Site | Cat Code | STE | Site_Utility | Sub CAT Code | STU
CIC | No classification | Site | Cat Code | STE | Site_Utility | Sub CAT Code | STU
CIC | No classification | Site | Cat Code | STE | Site_Utility | Sub CAT Code | STU
CIC | No classification | Site | Cat Code | STE | Site_Utility | Sub CAT Code | STU
CIC | No classification | Site | Cat Code | STE | Site_Utility | Sub CAT Code | STU
CIC | No classification | Site | Cat Code | STE | Site_Utility | Sub CAT Code | STU
CIC | No classification | Site | Cat Code | STE | Site_Utility | Sub CAT Code | STU
CIC | No classification | Site | Cat Code | STE | Site_Utility | Sub CAT Code | STU
CIC | No classification | Site | Cat Code | STE | Site_Utility | Sub CAT Code | STU
CIC | No classification | Site | Cat Code | STE | Site_Utility | Sub CAT Code | STU
CIC | No classification | Site | Cat Code | STE | Site_Utility | Sub CAT Code | STU
CIC | No classification | Site | Cat Code | STE | Site_Utility | Sub CAT Code | STU
CIC | No classification | Site | Cat Code | STE | Site_Utility | Sub CAT Code | STU
CIC | No classification | Site | Cat Code | STE | Site_Utility | Sub CAT Code | STU
CIC | No classification | Site | Cat Code | STE | Site_Utility | Sub CAT Code | STU
CIC | No classification | Site | Cat Code | STE | Site_Utility | Sub CAT Code | STU
CIC | No classification | Site | Cat Code | STE | Site_Utility | Sub CAT Code | STU
CIC | No classification | Site | Cat Code | STE | Site_Utility | Sub CAT Code | STU
CIC | No classification | Walls | Cat Code | WAL | Structural Wall | Sub CAT Code | STW
CIC | No classification | Specialty Equipment | Cat Code | SPQ | Sustainable_Design | Sub CAT Code | SUD
CIC | No classification | Specialty Equipment | Cat Code | SPQ | Sustainable_Design | Sub CAT Code | SUD
CIC | No classification | Specialty Equipment | Cat Code | SPQ | Sustainable_Design | Sub CAT Code | SUD
CIC | No classification | Specialty Equipment | Cat Code | SPQ | Sustainable_Design | Sub CAT Code | SUD
CIC | No classification | Site | Cat Code | STE | Sustainable_Design | Sub CAT Code | SUD
CIC | No classification | Electrical Fixtures | Cat Code | ELF | Switch | Sub CAT Code | SWC
CIC | No classification | Electrical Fixtures | Cat Code | ELF | Switch | Sub CAT Code | SWC
CIC | No classification | Electrical Fixtures | Cat Code | ELF | Switch | Sub CAT Code | SWC
CIC | No classification | Electrical Fixtures | Cat Code | ELF | Switch | Sub CAT Code | SWC
CIC | No classification | Electrical Fixtures | Cat Code | ELF | Switch | Sub CAT Code | SWC
CIC | No classification | Detail Items | Cat Code | DTL | Sitework | Sub CAT Code | SWK
CIC | No classification | Pipes | Cat Code | PPE | Soil and Waste Pipe | Sub CAT Code | SWP
CIC | No classification | Piping Systems | Cat Code | PPS | Soil and Waste Pipe | Sub CAT Code | SWP
CIC | No classification | Structural Trusses | Cat Code | STR | Sawtooth_Truss | Sub CAT Code | SWT
CIC | No classification | Plumbing Fixtures | Cat Code | PLM | Tap(Facucet) | Sub CAT Code | TAP
CIC | No classification | Furniture | Cat Code | FUR | Table | Sub CAT Code | TBL
CIC | No classification | Furniture | Cat Code | FUR | Table | Sub CAT Code | TBL
CIC | No classification | Furniture | Cat Code | FUR | Table | Sub CAT Code | TBL
CIC | No classification | Furniture | Cat Code | FUR | Table | Sub CAT Code | TBL
CIC | No classification | Furniture | Cat Code | FUR | Table | Sub CAT Code | TBL
CIC | No classification | Furniture | Cat Code | FUR | Table | Sub CAT Code | TBL
CIC | No classification | Furniture | Cat Code | FUR | Table | Sub CAT Code | TBL
CIC | No classification | Furniture | Cat Code | FUR | Table | Sub CAT Code | TBL
CIC | No classification | Furniture | Cat Code | FUR | Table | Sub CAT Code | TBL
CIC | No classification | Furniture | Cat Code | FUR | Table | Sub CAT Code | TBL
CIC | No classification | Furniture | Cat Code | FUR | Table | Sub CAT Code | TBL
CIC | No classification | Lighting Fixtures (Light Fittings) | Cat Code | LTG | Table | Sub CAT Code | TBL
CIC | No classification | Mechanical Equipment | Cat Code | MCQ | Travelling_Band_Screen | Sub CAT Code | TBS
CIC | No classification | Lighting Fixtures (Light Fittings) | Cat Code | LTG | Troffer | Sub CAT Code | TFF
CIC | No classification | Lighting Fixtures (Light Fittings) | Cat Code | LTG | Troffer | Sub CAT Code | TFF
CIC | No classification | Lighting Fixtures (Light Fittings) | Cat Code | LTG | Troffer | Sub CAT Code | TFF
CIC | No classification | Detail Items | Cat Code | DTL | Thermal_Moisture_Protection | Sub CAT Code | THP
CIC | No classification | Telephone Devices | Cat Code | TDV | Telephone_Outlet_Data | Sub CAT Code | TLD
CIC | No classification | Telephone Devices | Cat Code | TDV | Telephone_Outlet | Sub CAT Code | TLO
CIC | No classification | Lighting Fixtures (Light Fittings) | Cat Code | LTG | Tracklight | Sub CAT Code | TLT
CIC | No classification | Electrical Fixtures | Cat Code | ELF | Termination_Box | Sub CAT Code | TMB
CIC | No classification | Electrical Fixtures | Cat Code | ELF | Termination_Box | Sub CAT Code | TMB
CIC | No classification | Electrical Fixtures | Cat Code | ELF | Termination_Box | Sub CAT Code | TMB
CIC | No classification | Railings | Cat Code | RAL | Terminations | Sub CAT Code | TMN
CIC | No classification | Generic Models | Cat Code | GMD | Temporary_Works | Sub CAT Code | TMP
CIC | No classification | Structural Connections | Cat Code | SCN | Transfer Plate | Sub CAT Code | TNP
CIC | No classification | Landscaping | Cat Code | LDS | Tree | Sub CAT Code | TRE
CIC | No classification | Electrical Equipment | Cat Code | ELQ | Transformer | Sub CAT Code | TRN
CIC | No classification | Electrical Equipment | Cat Code | ELQ | Transformer | Sub CAT Code | TRN
CIC | No classification | Electrical Equipment | Cat Code | ELQ | Transformer | Sub CAT Code | TRN
CIC | No classification | Pipe Accessories | Cat Code | PPA | Steam Trap, Sand Trap, Grease Trap | Sub CAT Code | TRP
CIC | No classification | Specialty Equipment | Cat Code | SPQ | Travelator | Sub CAT Code | TRV
CIC | No classification | Nurse Call Devices | Cat Code | NCD | Toilet_Station | Sub CAT Code | TST
CIC | No classification | Plumbing Fixtures | Cat Code | PLM | Tub(Bathtub) | Sub CAT Code | TUB
CIC | No classification | Plumbing Fixtures | Cat Code | PLM | Tub(Bathtub) | Sub CAT Code | TUB
CIC | No classification | Plumbing Fixtures | Cat Code | PLM | Tub(Bathtub) | Sub CAT Code | TUB
CIC | No classification | Plumbing Fixtures | Cat Code | PLM | Tub(Bathtub) | Sub CAT Code | TUB
CIC | No classification | Generic Models | Cat Code | GMD | Tunnel_Structure | Sub CAT Code | TUN
CIC | No classification | Electrical Equipment | Cat Code | ELQ | Uninterruptible_Power_Supply | Sub CAT Code | UPS
CIC | No classification | Pipe Fittings | Cat Code | PPF | PipeFitting_Unplasticized_PVC | Sub CAT Code | UPV
CIC | No classification | Pipe Fittings | Cat Code | PPF | PipeFitting_Unplasticized_PVC | Sub CAT Code | UPV
CIC | No classification | Pipe Fittings | Cat Code | PPF | PipeFitting_Unplasticized_PVC | Sub CAT Code | UPV
CIC | No classification | Pipe Fittings | Cat Code | PPF | PipeFitting_Unplasticized_PVC | Sub CAT Code | UPV
CIC | No classification | Pipe Fittings | Cat Code | PPF | PipeFitting_Unplasticized_PVC | Sub CAT Code | UPV
CIC | No classification | Pipe Fittings | Cat Code | PPF | PipeFitting_Unplasticized_PVC | Sub CAT Code | UPV
CIC | No classification | Pipe Fittings | Cat Code | PPF | PipeFitting_Unplasticized_PVC | Sub CAT Code | UPV
CIC | No classification | Pipe Fittings | Cat Code | PPF | PipeFitting_Unplasticized_PVC | Sub CAT Code | UPV
CIC | No classification | Pipe Fittings | Cat Code | PPF | PipeFitting_Unplasticized_PVC | Sub CAT Code | UPV
CIC | No classification | Pipe Fittings | Cat Code | PPF | PipeFitting_Unplasticized_PVC | Sub CAT Code | UPV
CIC | No classification | Pipe Fittings | Cat Code | PPF | PipeFitting_Unplasticized_PVC | Sub CAT Code | UPV
CIC | No classification | Plumbing Fixtures | Cat Code | PLM | Urinal | Sub CAT Code | URN
CIC | No classification | Plumbing Fixtures | Cat Code | PLM | Urinal | Sub CAT Code | URN
CIC | No classification | Plumbing Fixtures | Cat Code | PLM | Urinal | Sub CAT Code | URN
CIC | No classification | Plumbing Fixtures | Cat Code | PLM | Urinal | Sub CAT Code | URN
CIC | No classification | Plumbing Fixtures | Cat Code | PLM | Urinal | Sub CAT Code | URN
CIC | No classification | Mechanical Equipment | Cat Code | MCQ | Unit_Heater | Sub CAT Code | UTH
CIC | No classification | Lighting Fixtures (Light Fittings) | Cat Code | LTG | Underwater | Sub CAT Code | UWT
CIC | No classification | Lighting Fixtures (Light Fittings) | Cat Code | LTG | Underwater | Sub CAT Code | UWT
CIC | No classification | Mechanical Equipment | Cat Code | MCQ | VAV_VAVBox | Sub CAT Code | VAV
CIC | No classification | Mechanical Equipment | Cat Code | MCQ | Ventilation_Control_System | Sub CAT Code | VCS
CIC | No classification | Electrical Equipment | Cat Code | ELQ | Variable_Frequency_Drive | Sub CAT Code | VFD
CIC | No classification | Pipe Accessories | Cat Code | PPA | Valve | Sub CAT Code | VLV
CIC | No classification | Pipe Accessories | Cat Code | PPA | Valve | Sub CAT Code | VLV
CIC | No classification | Pipe Accessories | Cat Code | PPA | Valve | Sub CAT Code | VLV
CIC | No classification | Pipe Accessories | Cat Code | PPA | Valve | Sub CAT Code | VLV
CIC | No classification | Pipe Accessories | Cat Code | PPA | Valve | Sub CAT Code | VLV
CIC | No classification | Pipe Accessories | Cat Code | PPA | Valve | Sub CAT Code | VLV
CIC | No classification | Pipe Accessories | Cat Code | PPA | Valve | Sub CAT Code | VLV
CIC | No classification | Pipe Accessories | Cat Code | PPA | Valve | Sub CAT Code | VLV
CIC | No classification | Pipe Accessories | Cat Code | PPA | Valve | Sub CAT Code | VLV
CIC | No classification | Pipe Accessories | Cat Code | PPA | Valve | Sub CAT Code | VLV
CIC | No classification | Pipe Accessories | Cat Code | PPA | Valve | Sub CAT Code | VLV
CIC | No classification | Pipe Accessories | Cat Code | PPA | Valve | Sub CAT Code | VLV
CIC | No classification | Pipe Accessories | Cat Code | PPA | Valve | Sub CAT Code | VLV
CIC | No classification | Pipe Accessories | Cat Code | PPA | Valve | Sub CAT Code | VLV
CIC | No classification | Pipe Accessories | Cat Code | PPA | Valve | Sub CAT Code | VLV
CIC | No classification | Pipe Accessories | Cat Code | PPA | Valve | Sub CAT Code | VLV
CIC | No classification | Pipe Accessories | Cat Code | PPA | Valve | Sub CAT Code | VLV
CIC | No classification | Pipe Accessories | Cat Code | PPA | Valve | Sub CAT Code | VLV
CIC | No classification | Pipe Accessories | Cat Code | PPA | Valve | Sub CAT Code | VLV
CIC | No classification | Pipe Accessories | Cat Code | PPA | Valve | Sub CAT Code | VLV
CIC | No classification | Pipe Accessories | Cat Code | PPA | Valve | Sub CAT Code | VLV
CIC | No classification | Pipe Accessories | Cat Code | PPA | Valve | Sub CAT Code | VLV
CIC | No classification | Pipe Accessories | Cat Code | PPA | Valve | Sub CAT Code | VLV
CIC | No classification | Pipe Accessories | Cat Code | PPA | Valve | Sub CAT Code | VLV
CIC | No classification | Pipe Accessories | Cat Code | PPA | Valve | Sub CAT Code | VLV
CIC | No classification | Pipe Accessories | Cat Code | PPA | Valve | Sub CAT Code | VLV
CIC | No classification | Pipe Accessories | Cat Code | PPA | Valve | Sub CAT Code | VLV
CIC | No classification | Pipe Accessories | Cat Code | PPA | Valve | Sub CAT Code | VLV
CIC | No classification | Pipe Accessories | Cat Code | PPA | Valve | Sub CAT Code | VLV
CIC | No classification | Pipe Accessories | Cat Code | PPA | Valve | Sub CAT Code | VLV
CIC | No classification | Pipe Accessories | Cat Code | PPA | Valve | Sub CAT Code | VLV
CIC | No classification | Pipe Accessories | Cat Code | PPA | Valve | Sub CAT Code | VLV
CIC | No classification | Pipe Accessories | Cat Code | PPA | Valve | Sub CAT Code | VLV
CIC | No classification | Pipe Accessories | Cat Code | PPA | Valve | Sub CAT Code | VLV
CIC | No classification | Mechanical Equipment | Cat Code | MCQ | Variable_Refrigerant _Volume_Unit | Sub CAT Code | VRV
CIC | No classification | Pipes | Cat Code | PPE | Vent Pipe | Sub CAT Code | VTP
CIC | No classification | Piping Systems | Cat Code | PPS | Vent Pipe | Sub CAT Code | VTP
CIC | No classification | Pipes | Cat Code | PPE | Waste Pipe | Sub CAT Code | WAP
CIC | No classification | Piping Systems | Cat Code | PPS | Waste Pipe | Sub CAT Code | WAP
CIC | No classification | Mechanical Equipment | Cat Code | MCQ | Water_Storage_Tank | Sub CAT Code | WAT
CIC | No classification | Mechanical Equipment | Cat Code | MCQ | Water_Storage_Tank | Sub CAT Code | WAT
CIC | No classification | Mechanical Equipment | Cat Code | MCQ | Water_Storage_Tank | Sub CAT Code | WAT
CIC | No classification | Mechanical Equipment | Cat Code | MCQ | Water_Storage_Tank | Sub CAT Code | WAT
CIC | No classification | Mechanical Equipment | Cat Code | MCQ | Water_Storage_Tank | Sub CAT Code | WAT
CIC | No classification | Mechanical Equipment | Cat Code | MCQ | Water_Storage_Tank | Sub CAT Code | WAT
CIC | No classification | Mechanical Equipment | Cat Code | MCQ | Water_Storage_Tank | Sub CAT Code | WAT
CIC | No classification | Mechanical Equipment | Cat Code | MCQ | Water_Storage_Tank | Sub CAT Code | WAT
CIC | No classification | Mechanical Equipment | Cat Code | MCQ | Water_Storage_Tank | Sub CAT Code | WAT
CIC | No classification | Mechanical Equipment | Cat Code | MCQ | Water_Cooled_Chiller | Sub CAT Code | WCC
CIC | No classification | Mechanical Equipment | Cat Code | MCQ | Water_Cooled_Chiller | Sub CAT Code | WCC
CIC | No classification | Mechanical Equipment | Cat Code | MCQ | Water_Cooled_Chiller | Sub CAT Code | WCC
CIC | No classification | Plumbing Fixtures | Cat Code | PLM | Water_Closet | Sub CAT Code | WCS
CIC | No classification | Plumbing Fixtures | Cat Code | PLM | Water_Closet | Sub CAT Code | WCS
CIC | No classification | Plumbing Fixtures | Cat Code | PLM | Water_Closet | Sub CAT Code | WCS
CIC | No classification | Plumbing Fixtures | Cat Code | PLM | Water_Closet | Sub CAT Code | WCS
CIC | No classification | Plumbing Fixtures | Cat Code | PLM | Water_Closet | Sub CAT Code | WCS
CIC | No classification | Plumbing Fixtures | Cat Code | PLM | Water_Closet | Sub CAT Code | WCS
CIC | No classification | Plumbing Fixtures | Cat Code | PLM | Water_Closet | Sub CAT Code | WCS
CIC | No classification | Columns | Cat Code | COL | Wood_Timber | Sub CAT Code | WDT
CIC | No classification | Mechanical Equipment | Cat Code | MCQ | Water_Filter | Sub CAT Code | WFL
CIC | No classification | Mechanical Equipment | Cat Code | MCQ | Water_Filter | Sub CAT Code | WFL
CIC | No classification | Mechanical Equipment | Cat Code | MCQ | Water_Filter | Sub CAT Code | WFL
CIC | No classification | Mechanical Equipment | Cat Code | MCQ | Water_Heater | Sub CAT Code | WHT
CIC | No classification | Mechanical Equipment | Cat Code | MCQ | Water_Heater | Sub CAT Code | WHT
CIC | No classification | Plumbing Fixtures | Cat Code | PLM | Water_Heater | Sub CAT Code | WHT
CIC | No classification | Structural Framing | Cat Code | SFM | Wood_I_Joist | Sub CAT Code | WJT
CIC | No classification | Furniture Systems | Cat Code | FNY | Work_Surface | Sub CAT Code | WKS
CIC | No classification | Lighting Fixtures (Light Fittings) | Cat Code | LTG | Wall_Light | Sub CAT Code | WLL
CIC | No classification | Pipe Accessories | Cat Code | PPA | Water_Meter | Sub CAT Code | WMT
CIC | No classification | Detail Items | Cat Code | DTL | Wood_Plastic | Sub CAT Code | WPL
CIC | No classification | Structural Trusses | Cat Code | STR | Warren_Truss | Sub CAT Code | WRT
CIC | No classification | Structural Trusses | Cat Code | STR | Warren_Truss | Sub CAT Code | WRT
CIC | No classification | Mechanical Equipment | Cat Code | MCQ | Water_Softener | Sub CAT Code | WSF
CIC | No classification | Structural Framing | Cat Code | SFM | Wood_Truss | Sub CAT Code | WTR
CIC | No classification | Mechanical Equipment | Cat Code | MCQ | Water_Treatment_Sys | Sub CAT Code | WTS
CIC | No classification | Planting | Cat Code | PLT | Exterior_Plant | Sub CAT Code | XPL
CIC | No classification | Planting | Cat Code | PLT | Exterior_Plant | Sub CAT Code | XPL
CIC | No classification | Planting | Cat Code | PLT | Exterior_Plant | Sub CAT Code | XPL
CIC | No classification | Duct Terminals | Cat Code | DUT |  | Sub CAT Code
CIC | No classification | MEP Fabrication Containment | Cat Code | FCT |  | Sub CAT Code
CIC | No classification | MEP Fabrication Duckwork | Cat Code | FDK |  | Sub CAT Code
CIC | No classification | MEP Fabrication Hangers | Cat Code | FHG |  | Sub CAT Code
CIC | No classification | MEP Fabrication Pipework | Cat Code | FPW |  | Sub CAT Code
CIC | No classification | Generic Models | Cat Code | GMD |  | Sub CAT Code
CIC | No classification | Mass (Conceptural Mass) | Cat Code | MAS | Other | Sub CAT Code
CIC | No classification | Pipe Insulations | Cat Code | PIS |  | Sub CAT Code
CIC | No classification | Pipe Placeholders | Cat Code | PPL |  | Sub CAT Code
CIC | No classification | Profiles | Cat Code | PRF |  | Sub CAT Code
CIC | No classification | Parking | Cat Code | PRK |  | Sub CAT Code
CIC | No classification | Structural Rebar Shapes | Cat Code | SRB |  | Sub CAT Code
CIC | No classification | Structural Rebar Couplers | Cat Code | SRC |  | Sub CAT Code
CIC | No classification | Sprinklers | Cat Code | SRK |  | Sub CAT Code
CIC | No classification | Sprinklers | Cat Code | SRK |  | Sub CAT Code
CIC | No classification | Sprinklers | Cat Code | SRK |  | Sub CAT Code
CIC | No classification | Structural Stiffeners | Cat Code | STF | Structural_Stiffener | Sub CAT Code
CSCEC | No classification |  |  |  | Block wall | Sub CAT Code | BKW |  | Yes
CSCEC | No classification |  |  |  | Duct Fitting Takoff | Sub CAT Code | DTF |  | Yes
CSCEC | No classification |  |  |  | Duct Fitting Tap | Sub CAT Code | DTP |  | Yes
CSCEC | No classification |  |  |  | Enquiry counter | Sub CAT Code | EQY |  | Yes
CSCEC | No classification |  |  |  | Exterior wall finishes | Sub CAT Code | EWF |  | Yes
CSCEC | No classification |  |  |  | Fire shutter | Sub CAT Code | FST |  | Yes
CSCEC | No classification |  |  |  | interior wall finishes | Sub CAT Code | IWF |  | Yes
CSCEC | No classification |  |  |  | skirting | Sub CAT Code | SKI |  | Yes
CSCEC | No classification | compound ceiling | Cat Code | CCL |  |  |  |  | Yes
Dragages | No classification | Signage | Cat Code | SIG |  |  |  |  | Yes
DSD | Architectural | Chequer Plate | Cat Code | ACP |  |  | ___
DSD | Architectural | Downpipe | Cat Code | ADP |  |  | ___
DSD | Building Services | Burglar Alarm Bell | Cat Code | BAB |  |  | ___
DSD | Building Services | Air Conditioner | Cat Code | BAC |  |  | ___
DSD | Building Services | Burglar Alarm Panel | Cat Code | BAP |  |  | ___
DSD | Building Services | Card Reader | Cat Code | BCR |  |  | ___
DSD | Building Services | Door Lock | Cat Code | BDL |  |  | ___
DSD | Building Services | Duct | Cat Code | BDU |  |  | ___
DSD | Building Services | Digital Video Recoder | Cat Code | BDV |  |  | ___
DSD | Building Services | Breakglass Unit | Cat Code | BFB |  |  | ___
DSD | Building Services | Fan Coil Unit | Cat Code | BFC |  |  | ___
DSD | Building Services | Fire Hydrant | Cat Code | BFH |  |  | ___
DSD | Building Services | Filter | Cat Code | BFI |  |  | ___
DSD | Building Services | Burglar Flashing Light | Cat Code | BFL |  |  | ___
DSD | Building Services | Hose Reel | Cat Code | BHR |  |  | ___
DSD | Building Services | Intercom | Cat Code | BIN |  |  | ___
DSD | Building Services | Override Keyswitch | Cat Code | BOK |  |  | ___
DSD | Building Services | PA System Master Control Station | Cat Code | BPA |  |  | ___
DSD | Building Services | Pan,Tilt and Zoom Controller | Cat Code | BPT |  |  | ___
DSD | Building Services | Silencer | Cat Code | BSI |  |  | ___
DSD | Building Services | Speaker | Cat Code | BSP |  |  | ___
DSD | Building Services | Telephone Point | Cat Code | BTP |  |  | ___
DSD | Control and Instrumentation | Annunciator | Cat Code | CAU |  |  | ___
DSD | Control and Instrumentation | Chart Recorder | Cat Code | CCR |  |  | ___
DSD | Control and Instrumentation | Programmable Logic Controller | Cat Code | CPL |  |  | ___
DSD | Control and Instrumentation | Sampler | Cat Code | CSA |  |  | ___
DSD | Control and Instrumentation | Server | Cat Code | CSV |  |  | ___
DSD | Control and Instrumentation | Workstation | Cat Code | CWS |  |  | ___
DSD | Electrical | Actuator | Cat Code | EAC |  |  | ___
DSD | Electrical | Auto Voltage Regulator | Cat Code | EAV |  |  | ___
DSD | Electrical | Battery & Charger | Cat Code | EBC |  |  | ___
DSD | Electrical | Cable Draw Pit | Cat Code | ECD |  |  | ___
DSD | Electrical | Control Panel | Cat Code | ECP |  |  | ___
DSD | Electrical | Copper Tape | Cat Code | ECT |  |  | ___
DSD | Electrical | Down Conductor | Cat Code | EDC |  |  | ___
DSD | Electrical | Electric Hot Water Boiler | Cat Code | EEB |  |  | ___
DSD | Electrical | Earthing Conductor | Cat Code | EEC |  |  | ___
DSD | Electrical | Earthing Electrode | Cat Code | EEE |  |  | ___
DSD | Electrical | Earth Pit | Cat Code | EEP |  |  | ___
DSD | Electrical | Earthing Terminal | Cat Code | EER |  |  | ___
DSD | Electrical | Fuse Connection Unit | Cat Code | EFC |  |  | ___
DSD | Electrical | Harmonic Filter | Cat Code | EHF |  |  | ___
DSD | Electrical | Lightning Pit | Cat Code | ELP |  |  | ___
DSD | Electrical | Lightning Stroke Counter | Cat Code | ELS |  |  | ___
DSD | Electrical | Lightning Terminal | Cat Code | ELT |  |  | ___
DSD | Electrical | Power Factor Correction Capacitors and Controller | Cat Code | EPC |  |  | ___
DSD | Electrical | Photovoltaic Panel | Cat Code | EPP |  |  | ___
DSD | Electrical | Ring Main Unit | Cat Code | ERM |  |  | ___
DSD | Electrical | Uninterrupted Power Supply | Cat Code | EUP |  |  | ___
DSD | Electrical | Variable Speed Drive | Cat Code | EVS |  |  | ___
DSD | Sewerage | Box Culvert | Cat Code | FBP |  |  | ___
DSD | Sewerage | Chamber | Cat Code | FCH |  |  | ___
DSD | Sewerage | Rising Main | Cat Code | FRM |  |  | ___
DSD | Sewerage | Tunnel | Cat Code | FTP |  |  | ___
DSD | Sewerage | Pipe | Cat Code | FWD |  |  | ___
DSD | Mechanical | Air Blower | Cat Code | MAB |  |  | ___
DSD | Mechanical | Air Compressor | Cat Code | MAC |  |  | ___
DSD | Mechanical | Air Receiver | Cat Code | MAR |  |  | ___
DSD | Mechanical | Biogas Burner | Cat Code | MBB |  |  | ___
DSD | Mechanical | Boiler | Cat Code | MBO |  |  | ___
DSD | Mechanical | Centrifuge | Cat Code | MCT |  |  | ___
DSD | Mechanical | Dehumidifier | Cat Code | MDH |  |  | ___
DSD | Mechanical | Eliminator | Cat Code | MEL |  |  | ___
DSD | Mechanical | Flame Arrester Unit | Cat Code | MFA |  |  | ___
DSD | Mechanical | Heater | Cat Code | MHA |  |  | ___
DSD | Mechanical | Heat Exchanger | Cat Code | MHE |  |  | ___
DSD | Mechanical | Membrane Bioreactor | Cat Code | MMB |  |  | ___
DSD | Mechanical | Membrane Filter Press | Cat Code | MMF |  |  | ___
DSD | Mechanical | Pipe | Cat Code | MPI |  |  | ___
DSD | Mechanical | Pressure Vessel | Cat Code | MPV |  |  | ___
DSD | Mechanical | Solar Collector | Cat Code | MSE |  |  | ___
DSD | Mechanical | Sludge Grinder | Cat Code | MSG |  |  | ___
DSD | Mechanical | Skip | Cat Code | MSK |  |  | ___
DSD | Mechanical | Stoplog | Cat Code | MSL |  |  | ___
DSD | Mechanical | Scum Collector | Cat Code | MSO |  |  | ___
DSD | Mechanical | Scraper | Cat Code | MSR |  |  | ___
DSD | Mechanical | Stirrer | Cat Code | MST |  |  | ___
DSD | Mechanical | Scrubber | Cat Code | MSU |  |  | ___
DSD | Mechanical | Universal I-Beam | Cat Code | MUI |  |  | ___
DSD | Stormwater | Box Culvert | Cat Code | SBP |  |  | ___
DSD | Stormwater | Catchpit | Cat Code | SCH |  |  | ___
DSD | Stormwater | Dry Weather Flow Interceptor | Cat Code | SDH |  |  | ___
DSD | Stormwater | Decked Nullah | Cat Code | SDP |  |  | ___
DSD | Stormwater | Grated Cover | Cat Code | SGC |  |  | ___
DSD | Stormwater | Inlet | Cat Code | SIH |  |  | ___
DSD | Stormwater | Outlet | Cat Code | SNF |  |  | ___
DSD | Stormwater | Nullah | Cat Code | SNP |  |  | ___
DSD | Stormwater | Sand Trap | Cat Code | SPH |  |  | ___
DSD | Stormwater | Rising Main | Cat Code | SRM |  |  | ___
DSD | Stormwater | Retaining Wall | Cat Code | SRW |  |  | ___
DSD | Stormwater | Stepped channel | Cat Code | SSP |  |  | ___
DSD | Stormwater | Tunnel | Cat Code | STP |  |  | ___
DSD | Stormwater | U-channel | Cat Code | SUP |  |  | ___
DSD | Stormwater | Pipe | Cat Code | SWD |  |  | ___
DSD | Stormwater | Weir | Cat Code | SWE |  |  | ___
DSD | Structural | Column | Cat Code | TCO |  |  | ___
DSD | Structural | Stair (Steps, Risers, Threads, Landings) | Cat Code | TTE |  |  | ___
DSD | Civil | Bridge Abutment | Cat Code | VBA |  |  | ___
DSD | Civil | Bollard | Cat Code | VBL |  |  | ___
DSD | Civil | Foundations (Pile Cap, Mini Pile) | Cat Code | VFD |  |  | ___
DSD | Civil | Noise Barrier | Cat Code | VNB |  |  | ___
DSD | Civil | Natural Slope | Cat Code | VNS |  |  | ___
DSD | Civil | Pavement | Cat Code | VPA |  |  | ___
DSD | Civil | Precast Bridge Segment | Cat Code | VPB |  |  | ___
DSD | Civil | Road | Cat Code | VRD |  |  | ___
DSD | Civil | Road Signage | Cat Code | VRS |  |  | ___
DSD | Civil | Steel Bridge Segment | Cat Code | VSB |  |  | ___
DSD | Civil | Soil Nail | Cat Code | VSN |  |  | ___
DSD | Electrical | Isolator | Cat Code | EIS | Three Phase Isolator | Sub CAT Code | 3PH | The following Fields share the same Sub-CAT code: 1 - Isolator - Three Phase Isolator (DSD) 2 - Socket Outlet - 16A 3 Phase 5 Pin Switched Socket Outlet (DSD)
DSD | Electrical | Socket Outlet | Cat Code | ESO | 16A 3 Phase 5 Pin Switched Socket Outlet | Sub CAT Code | 3PH | The following Fields share the same Sub-CAT code: 1 - Isolator - Three Phase Isolator (DSD) 2 - Socket Outlet - 16A 3 Phase 5 Pin Switched Socket Outlet (DSD)
DSD | Sewerage | Manhole | Cat Code | FMH | Type A | Sub CAT Code | A__
DSD | Stormwater | Manhole | Cat Code | SMH | Type A | Sub CAT Code | A__
DSD | Architectural | Gate | Cat Code | AGT | Access Gate | Sub CAT Code | ACC | The following Fields share the same Sub-CAT code: 1 - Mechanical Equipment - Air_Cooled_Chiller (CIC) 2 - Gate - Access Gate (DSD)
DSD | Mechanical | Valve | Cat Code | MVA | Adjustable Telescopic Valve | Sub CAT Code | ADT
DSD | Mechanical | Valve | Cat Code | MVA | Air Release Valve | Sub CAT Code | AIR | The following Fields share the same Sub-CAT code: 1 - Air Terminals - Diffuser, Register, Grill (CIC) 2 - Valve - Air Release Valve (DSD)
DSD | Stormwater | Chamber | Cat Code | SBH | Air Valve Chamber | Sub CAT Code | AIV
DSD | Control and Instrumentation | Analyzer | Cat Code | CAN | Ammonia Analyzer | Sub CAT Code | AMM
DSD | Control and Instrumentation | Sensor | Cat Code | CSE | Ammonium Nitrogen Sensor | Sub CAT Code | AMN
DSD | Control and Instrumentation | Transmitter | Cat Code | CTR | Ammonium Nitrogen Transmitter | Sub CAT Code | AMN
DSD | Sewerage | Treatment Facility | Cat Code | FTF | Aeration Tank | Sub CAT Code | ANT
DSD | Mechanical | Deodorizer | Cat Code | MDE | Activated Carbon Filter | Sub CAT Code | ATC
DSD | Building Services | Fan | Cat Code | BFA | Axial Fan | Sub CAT Code | AXI
DSD | Sewerage | Manhole | Cat Code | FMH | Type B | Sub CAT Code | B__
DSD | Stormwater | Manhole | Cat Code | SMH | Type B | Sub CAT Code | B__
DSD | Building Services | Damper | Cat Code | BDA | Balancing Damper | Sub CAT Code | BAL
DSD | Mechanical | Valve | Cat Code | MVA | Ball Valve | Sub CAT Code | BAL
DSD | Building Services | Fire Alarm Audio / Visual | Cat Code | BFS | Alarm Bell | Sub CAT Code | BEL
DSD | Mechanical | Conveyor | Cat Code | MCO | Belt Conveyor | Sub CAT Code | BEL
DSD | Mechanical | Deodorizer | Cat Code | MDE | Biotrickling Filter | Sub CAT Code | BIO
DSD | Mechanical |  |  |  | Ventilation Louver | Sub CAT Code | BLU |  | Yes
DSD | Mechanical | Mixer | Cat Code | MMI | Bridge-mounted Vertical Mixer | Sub CAT Code | BMV
DSD | Building Services | Lighting Fitting | Cat Code | BLF | Bulkhead Light | Sub CAT Code | BUL
DSD | Mechanical | Valve | Cat Code | MVA | Butterfly Valve | Sub CAT Code | BUT
DSD | Sewerage | Manhole | Cat Code | FMH | Type C | Sub CAT Code | C__
DSD | Stormwater | Manhole | Cat Code | SMH | Type C | Sub CAT Code | C__
DSD | Sewerage | Manhole | Cat Code | FMH | Type C1 | Sub CAT Code | C1_
DSD | Stormwater | Manhole | Cat Code | SMH | Type C1 | Sub CAT Code | C1_
DSD | Building Services | Duct Fitting | Cat Code | BDF | Cap | Sub CAT Code | CAP
DSD | Architectural | Access Ladder | Cat Code | ALA | Cat Ladder | Sub CAT Code | CAT
DSD | Building Services | Fan | Cat Code | BFA | Centrifugal Fan | Sub CAT Code | CEN
DSD | Mechanical | Pump | Cat Code | MPU | Centrifugal Pump | Sub CAT Code | CEN
DSD | Mechanical | Valve | Cat Code | MVA | Check Valve | Sub CAT Code | CHK
DSD | Control and Instrumentation | Analyzer | Cat Code | CAN | Chloride Analyzer | Sub CAT Code | CHL
DSD | Electrical | Generator Set | Cat Code | EGE | Combined Heat and Power Generator | Sub CAT Code | CHP
DSD | Mechanical | Lifting Appliance | Cat Code | MLA | Chain Hoist | Sub CAT Code | CHT
DSD | Architectural | Gate | Cat Code | AGT | Chain Link Fence Gate | Sub CAT Code | CLF
DSD | Building Services | Fire Extinguisher | Cat Code | BFE | CO2 Fire Extinguisher | Sub CAT Code | CO2
DSD | Structural | Other | Cat Code | TTH | Cover and frame | Sub CAT Code | COV | The following Fields share the same Sub-CAT code: 1 - Carpark - Container Vehicles (BD) 2 - Other - Cover and frame (DSD)
DSD | Building Services | Duct Fitting | Cat Code | BDF | Cross | Sub CAT Code | CRO
DSD | Mechanical | Pipe Fitting | Cat Code | MPF | Cross | Sub CAT Code | CRO
DSD | Sewerage | Manhole | Cat Code | FMH | Type D | Sub CAT Code | D__
DSD | Stormwater | Manhole | Cat Code | SMH | Type D | Sub CAT Code | D__
DSD | Sewerage | Manhole | Cat Code | FMH | Type D1 | Sub CAT Code | D1_
DSD | Stormwater | Manhole | Cat Code | SMH | Type D1 | Sub CAT Code | D1_
DSD | Mechanical | Lifting Appliance | Cat Code | MLA | Davit | Sub CAT Code | DAV
DSD | Stormwater | Manhole Cover | Cat Code | SMC | Standard Desilting | Sub CAT Code | DES
DSD | Architectural | Door | Cat Code | ADO | Type 1 Double Leaf | Sub CAT Code | DF1
DSD | Architectural | Door | Cat Code | ADO | Type 2 Double Leaf | Sub CAT Code | DF2
DSD | Electrical | Generator Set | Cat Code | EGE | Diesel Generator Set | Sub CAT Code | DIE
DSD | Control and Instrumentation | Sensor | Cat Code | CSE | Dissolved Oxygen Sensor | Sub CAT Code | DIO
DSD | Control and Instrumentation | Transmitter | Cat Code | CTR | Dissolved Oxygen Transmitter | Sub CAT Code | DIO
DSD | Building Services | Exit Sign | Cat Code | BFX | Directional Exit Sign | Sub CAT Code | DIR
DSD | Building Services | Camera | Cat Code | BCA | Dome Type Camera | Sub CAT Code | DOM
DSD | Electrical | Switch | Cat Code | ESW | Double Pole Switch | Sub CAT Code | DOP
DSD | Sewerage | Manhole Cover | Cat Code | FMC | Double Triangular | Sub CAT Code | DT
DSD | Stormwater | Manhole Cover | Cat Code | SMC | Double Triangular | Sub CAT Code | DT_
DSD | Sewerage | Manhole | Cat Code | FMH | Type E | Sub CAT Code | E__
DSD | Stormwater | Manhole | Cat Code | SMH | Type E | Sub CAT Code | E__
DSD | Sewerage | Manhole | Cat Code | FMH | Type E1 | Sub CAT Code | E1_
DSD | Stormwater | Manhole | Cat Code | SMH | Type E1 | Sub CAT Code | E1_
DSD | Mechanical | Lifting Appliance | Cat Code | MLA | Electric Chain Hoist | Sub CAT Code | ECH
DSD | Mechanical | Valve | Cat Code | MVA | Eccentric Plug Valve | Sub CAT Code | ECP
DSD | Building Services | Duct Fitting | Cat Code | BDF | Elbow | Sub CAT Code | ELB
DSD | Mechanical | Pipe Fitting | Cat Code | MPF | Elbow | Sub CAT Code | ELB
DSD | Building Services | Burglar Sensor | Cat Code | BSE | Burglar Infra Red Sensor | Sub CAT Code | ELM
DSD | Control and Instrumentation | Flowmeter | Cat Code | CFL | Electromagnetic Flowmeter | Sub CAT Code | ELM
DSD | Building Services | Lighting Fitting | Cat Code | BLF | Emergency Light | Sub CAT Code | EME
DSD | Building Services | Diffuser | Cat Code | BDI | Exhaust Diffuser | Sub CAT Code | EXH
DSD | Building Services | Grille | Cat Code | BGR | Exhaust Grille | Sub CAT Code | EXH
DSD | Building Services | Exit Sign | Cat Code | BFX | Exit Sign | Sub CAT Code | EXT
DSD | Sewerage | Manhole | Cat Code | FMH | Type F | Sub CAT Code | F__
DSD | Stormwater | Manhole | Cat Code | SMH | Type F | Sub CAT Code | F__
DSD | Sewerage | Manhole | Cat Code | FMH | Type F1 | Sub CAT Code | F1_
DSD | Stormwater | Manhole | Cat Code | SMH | Type F1 | Sub CAT Code | F1_
DSD | Architectural | Handrailing, Fencing | Cat Code | ABA | Chain Link Fence | Sub CAT Code | FCL
DSD | Architectural | Door | Cat Code | ADO | Tyoe 1 Folding Door | Sub CAT Code | FD1
DSD | Architectural | Handrailing, Fencing | Cat Code | ABA | Mild Steel Fence | Sub CAT Code | FHD
DSD | Sewerage | Treatment Facility | Cat Code | FTF | Final Clarifier | Sub CAT Code | FIC
DSD | Building Services | Damper | Cat Code | BDA | Fire Damper | Sub CAT Code | FIR
DSD | Building Services | Duct Fitting | Cat Code | BDF | Reducer | Sub CAT Code | FLA
DSD | Building Services | Fire Detector | Cat Code | BFD | Flame Detector | Sub CAT Code | FLA
DSD | Mechanical | Pipe Accessory | Cat Code | MPA | Flange Adaptor | Sub CAT Code | FLA
DSD | Mechanical | Pipe Fitting | Cat Code | MPF | Flange | Sub CAT Code | FLA
DSD | Stormwater | Chamber | Cat Code | SBH | Flow Meter Chamber | Sub CAT Code | FLM
DSD | Building Services | Lighting Fitting | Cat Code | BLF | Floodlight | Sub CAT Code | FLO
DSD | Control and Instrumentation | Transmitter | Cat Code | CTR | Flowmeter Transmitter | Sub CAT Code | FLO
DSD | Mechanical | Valve | Cat Code | MVA | Flap Valve | Sub CAT Code | FLP
DSD | Structural | Other | Cat Code | TTH | Flower Pot | Sub CAT Code | FLP
DSD | Control and Instrumentation | Sensor | Cat Code | CSE | Float Switch | Sub CAT Code | FLS
DSD | Building Services | Lighting Fitting | Cat Code | BLF | Fluorescent Light | Sub CAT Code | FLU
DSD | Architectural | Gate | Cat Code | AGT | Flood Protection Gate | Sub CAT Code | FPA
DSD | Architectural | Handrailing, Fencing | Cat Code | ABA | Primary Boundary Fence | Sub CAT Code | FPB
DSD | Mechanical | Tank | Cat Code | MTA | Fuel Oil Tank | Sub CAT Code | FUO
DSD | Sewerage | Manhole | Cat Code | FMH | Type G (without desilting opening) | Sub CAT Code | G__
DSD | Stormwater | Manhole | Cat Code | SMH | Type G (without desilting opening) | Sub CAT Code | G__
DSD | Sewerage | Manhole | Cat Code | FMH | Type G1 (without desilting opening) | Sub CAT Code | G1_
DSD | Stormwater | Manhole | Cat Code | SMH | Type G1 (without desilting opening) | Sub CAT Code | G1_
DSD | Sewerage | Manhole | Cat Code | FMH | Type G1D (with desilting opening) | Sub CAT Code | G1D
DSD | Stormwater | Manhole | Cat Code | SMH | Type G1D (with desilting opening) | Sub CAT Code | G1D
DSD | Mechanical | Lifting Appliance | Cat Code | MLA | Gantry | Sub CAT Code | GAN
DSD | Control and Instrumentation | Flowmeter | Cat Code | CFL | Gas Flowmeter | Sub CAT Code | GAS
DSD | Control and Instrumentation | Monitor | Cat Code | CMO | Gas Monitor | Sub CAT Code | GAS
DSD | Mechanical | Valve | Cat Code | MVA | Gate Valve | Sub CAT Code | GAT
DSD | Structural | Beam | Cat Code | TBS | Ground Beam | Sub CAT Code | GBS
DSD | Sewerage | Manhole | Cat Code | FMH | Type G/D (with desilting opening) | Sub CAT Code | GD_
DSD | Stormwater | Manhole | Cat Code | SMH | Type G/D (with desilting opening) | Sub CAT Code | GD_
DSD | Sewerage | Treatment Facility | Cat Code | FTF | Grip Trap | Sub CAT Code | GTF
DSD | Building Services | Camera | Cat Code | BCA | Gun Type Camera | Sub CAT Code | GUN
DSD | Sewerage | Manhole | Cat Code | FMH | Type H (without desilting opening) | Sub CAT Code | H__
DSD | Stormwater | Manhole | Cat Code | SMH | Type H (without desilting opening) | Sub CAT Code | H__
DSD | Architectural | Handrailing, Fencing | Cat Code | ABA | Type 2A Railing | Sub CAT Code | H2A
DSD | Building Services | Fire Extinguisher | Cat Code | BFE | H2O Fire Extinguisher | Sub CAT Code | H2O
DSD | Control and Instrumentation | Detector | Cat Code | CDE | H2S Gas Detector | Sub CAT Code | H2S
DSD | Sewerage | Manhole | Cat Code | FMH | Type H/D (with desilting opening) | Sub CAT Code | HD_
DSD | Stormwater | Manhole | Cat Code | SMH | Type H/D (with desilting opening) | Sub CAT Code | HD_
DSD | Building Services | Fire Detector | Cat Code | BFD | Heat Detector | Sub CAT Code | HEA
DSD | Building Services | Lighting Fitting | Cat Code | BLF | High Bay Light | Sub CAT Code | HIB
DSD | Mechanical | Penstock | Cat Code | MPE | Hand-Operated Penstock | Sub CAT Code | HOD
DSD | Architectural | Handrailing, Fencing | Cat Code | ABA | Handrailing | Sub CAT Code | HRD
DSD | Structural | Other | Cat Code | TTH | Hoarding | Sub CAT Code | HRD
DSD | Electrical | Switchboard | Cat Code | ESB | HV Switchboard | Sub CAT Code | HV_
DSD | Electrical | Transformer | Cat Code | ETR | HV Transformer | Sub CAT Code | HV_
DSD | Control and Instrumentation | Sensor | Cat Code | CSE | Hydrostatic Level Sensor | Sub CAT Code | HYL
DSD | Control and Instrumentation | Transmitter | Cat Code | CTR | Hydrostatic Level Transmitter | Sub CAT Code | HYL
DSD | Sewerage | Manhole | Cat Code | FMH | Type I (without desilting opening) | Sub CAT Code | I__
DSD | Stormwater | Manhole | Cat Code | SMH | Type I (without desilting opening) | Sub CAT Code | I__
DSD | Sewerage | Manhole | Cat Code | FMH | Type I/D (with desilting opening) | Sub CAT Code | ID_
DSD | Stormwater | Manhole | Cat Code | SMH | Type I/D (with desilting opening) | Sub CAT Code | ID_
DSD | Structural | Wall | Cat Code | TWL | Internal Wall Finishing Fair Faced Concrete | Sub CAT Code | IFC
DSD | Structural | Wall | Cat Code | TWL | Internal Wall Finishing Painting | Sub CAT Code | IFP
DSD | Structural | Wall | Cat Code | TWL | Internal Wall Finishing Ceramic Tile | Sub CAT Code | IFT
DSD | Stormwater | Chamber | Cat Code | SBH | Inlet Chamber | Sub CAT Code | INL
DSD | Building Services | Fire Detector | Cat Code | BFD | Infra Red Detector | Sub CAT Code | INR
DSD | Building Services | Burglar Sensor | Cat Code | BSE | Burglar Electromagnetic Sensor | Sub CAT Code | INR
DSD | Structural | Other | Cat Code | TTH | Instrumentation | Sub CAT Code | INS
DSD | Stormwater | Chamber | Cat Code | SBH | Intake Chamber | Sub CAT Code | INT
DSD | Stormwater | Chamber | Cat Code | SBH | Inspection Chamber | Sub CAT Code | ISP
DSD | Structural | Wall | Cat Code | TWL | Internal Wall | Sub CAT Code | IWL
DSD | Sewerage | Manhole | Cat Code | FMH | Type J (without desilting opening) | Sub CAT Code | J__
DSD | Stormwater | Manhole | Cat Code | SMH | Type J (without desilting opening) | Sub CAT Code | J__
DSD | Sewerage | Manhole | Cat Code | FMH | Type J/D (with desilting opening) | Sub CAT Code | JD_
DSD | Stormwater | Manhole | Cat Code | SMH | Type J/D (with desilting opening) | Sub CAT Code | JD_
DSD | Sewerage | Manhole | Cat Code | FMH | Type K (without desilting opening) | Sub CAT Code | K__
DSD | Stormwater | Manhole | Cat Code | SMH | Type K (without desilting opening) | Sub CAT Code | K__
DSD | Sewerage | Manhole | Cat Code | FMH | Type K/D (with desilting opening) | Sub CAT Code | KD_
DSD | Stormwater | Manhole | Cat Code | SMH | Type K/D (with desilting opening) | Sub CAT Code | KD_
DSD | Mechanical | Valve | Cat Code | MVA | Knife Gate Valve | Sub CAT Code | KNG
DSD | Sewerage | Manhole | Cat Code | FMH | Type L (with desilting opening) | Sub CAT Code | L__
DSD | Stormwater | Manhole | Cat Code | SMH | Type L (with desilting opening) | Sub CAT Code | L__
DSD | Building Services | Fire Alarm Audio / Visual | Cat Code | BFS | Indication Lamp | Sub CAT Code | LAM
DSD | Control and Instrumentation | Sensor | Cat Code | CSE | Level Electrode | Sub CAT Code | LEE
DSD | Building Services | Fire Detector | Cat Code | BFD | Linear Heat Detector | Sub CAT Code | LIH
DSD | Mechanical | Pump | Cat Code | MPU | Lobe Pump | Sub CAT Code | LOB
DSD | Architectural | Gate | Cat Code | AGT | Lockable Gate at Handrailing | Sub CAT Code | LOC
DSD | Building Services | Fire Alarm Panel | Cat Code | BFP | Local Fire Alarm and Indication Panel | Sub CAT Code | LOC
DSD | Structural | Other | Cat Code | TTH | Logo | Sub CAT Code | LOG
DSD | Architectural | Window | Cat Code | AWD | Louver | Sub CAT Code | LOU
DSD | Electrical | Switch | Cat Code | ESW | Lighting Switch | Sub CAT Code | LTG
DSD | Electrical | Switchboard | Cat Code | ESB | LV Switchboard | Sub CAT Code | LV_
DSD | Electrical | Transformer | Cat Code | ETR | LV Transformer | Sub CAT Code | LV_
DSD | Sewerage | Manhole Cover | Cat Code | FMC | Type MA2 Double Seal Terminal | Sub CAT Code | MA2
DSD | Stormwater | Manhole Cover | Cat Code | SMC | Type MA2 Double Seal Terminal | Sub CAT Code | MA2
DSD | Building Services | Fire Alarm Panel | Cat Code | BFP | Main Fire Alarm and Indication Panel | Sub CAT Code | MAI
DSD | Sewerage | Manhole Cover | Cat Code | FMC | Type MC2 Double Seal Terminal | Sub CAT Code | MC2
DSD | Stormwater | Manhole Cover | Cat Code | SMC | Type MC2 Double Seal Terminal | Sub CAT Code | MC2
DSD | Electrical | Distribution Board | Cat Code | EDB | TPN MCCB Board | Sub CAT Code | MCC
DSD | Mechanical | Screen | Cat Code | MSC | Mechanised Bar Screen | Sub CAT Code | MEB
DSD | Control and Instrumentation | Detector | Cat Code | CDE | Methane Gas Detector | Sub CAT Code | MET
DSD | Control and Instrumentation | Sensor | Cat Code | CSE | Microwave Level Sensor | Sub CAT Code | MIL
DSD | Control and Instrumentation | Transmitter | Cat Code | CTR | Microwave Level Transmitter | Sub CAT Code | MIL
DSD | Mechanical | Tank | Cat Code | MTA | Mixing Tank | Sub CAT Code | MIX
DSD | Control and Instrumentation | Analyzer | Cat Code | CAN | Moisture Analyzer | Sub CAT Code | MOI
DSD | Mechanical | Penstock | Cat Code | MPE | Motorized Penstock | Sub CAT Code | MOT
DSD | Mechanical | Valve | Cat Code | MVA | Motorized Gate Valve | Sub CAT Code | MOT
DSD | Control and Instrumentation | Sensor | Cat Code | CSE | Nitrate Nitrogen Sensor | Sub CAT Code | NIN
DSD | Control and Instrumentation | Transmitter | Cat Code | CTR | Nitrate Nitrogen Transmitter | Sub CAT Code | NIN
DSD | Control and Instrumentation | Analyzer | Cat Code | CAN | Nitrate Analyzer | Sub CAT Code | NIT
DSD | Structural | Slab | Cat Code | TLA | Slab Opening | Sub CAT Code | OPN
DSD | Structural | Wall | Cat Code | TWL | Wall Opening | Sub CAT Code | OPN
DSD | Control and Instrumentation | Flowmeter | Cat Code | CFL | Orifice Plate Flowmeter | Sub CAT Code | ORP
DSD | Mechanical | Lifting Appliance | Cat Code | MLA | Crane | Sub CAT Code | OTC
DSD | Stormwater | Chamber | Cat Code | SBH | Outlet Chamber | Sub CAT Code | OUT
DSD | Stormwater | Chamber | Cat Code | SBH | Overflow Chamber | Sub CAT Code | OVF
DSD | Control and Instrumentation | Detector | Cat Code | CDE | Oxygen Detector | Sub CAT Code | OXY
DSD | Sewerage | Manhole | Cat Code | FMH | Type A (Precast) | Sub CAT Code | PCA
DSD | Stormwater | Manhole | Cat Code | SMH | Type A (Precast) | Sub CAT Code | PCA
DSD | Sewerage | Manhole | Cat Code | FMH | Type B (Precast) | Sub CAT Code | PCB
DSD | Stormwater | Manhole | Cat Code | SMH | Type B (Precast) | Sub CAT Code | PCB
DSD | Architectural | Gate | Cat Code | AGT | Pedestrain Gate | Sub CAT Code | PED
DSD | Building Services | Lighting Fitting | Cat Code | BLF | Perimeter Light | Sub CAT Code | PER
DSD | Control and Instrumentation | Sensor | Cat Code | CSE | pH Sensor | Sub CAT Code | PH_
DSD | Control and Instrumentation | Transmitter | Cat Code | CTR | pH Transmitter | Sub CAT Code | PH_
DSD | Control and Instrumentation | Detector | Cat Code | CDE | Portable Gas Detector | Sub CAT Code | POG
DSD | Mechanical | Pump | Cat Code | MPU | Progressive Cavity Pump | Sub CAT Code | PRC
DSD | Control and Instrumentation | Sensor | Cat Code | CSE | Pressure Sensor | Sub CAT Code | PRE
DSD | Control and Instrumentation | Transmitter | Cat Code | CTR | Pressure Transmitter | Sub CAT Code | PRE
DSD | Mechanical | Valve | Cat Code | MVA | Pressure Relief Valve | Sub CAT Code | PRE
DSD | Mechanical | Valve | Cat Code | MVA | Pressure Regulating Valve | Sub CAT Code | PRR
DSD | Sewerage | Treatment Facility | Cat Code | FTF | Primary Sedimentation Tank | Sub CAT Code | PST
DSD | Mechanical | Pipe Accessory | Cat Code | MPA | Puddle Flange | Sub CAT Code | PUF
DSD | Structural | Wall | Cat Code | TWL | Parapet Wall | Sub CAT Code | PWL
DSD | Mechanical | Pump | Cat Code | MPU | Ram Pump | Sub CAT Code | RAM
DSD | Stormwater | Manhole Cover | Cat Code | SMC | Recessed Desilting | Sub CAT Code | RD_
DSD | Sewerage | Manhole Cover | Cat Code | FMC | Recessed Double Seal | Sub CAT Code | RDS
DSD | Building Services | Diffuser | Cat Code | BDI | Return Air Diffuser | Sub CAT Code | REA | The following Fields share the same Sub-CAT code: 1 - Lot Boundary - Boundary (Recreation area/facilities) (CEDD) 2 - Diffuser - Return Air Diffuser (DSD) 3 - Grille - Return Air Grille (DSD)
DSD | Building Services | Grille | Cat Code | BGR | Return Air Grille | Sub CAT Code | REA | The following Fields share the same Sub-CAT code: 1 - Lot Boundary - Boundary (Recreation area/facilities) (CEDD) 2 - Diffuser - Return Air Diffuser (DSD) 3 - Grille - Return Air Grille (DSD)
DSD | Mechanical | Pipe Fitting | Cat Code | MPF | Reducer | Sub CAT Code | RED
DSD | Mechanical | Screen | Cat Code | MSC | Rotary Drum Screen | Sub CAT Code | ROD
DSD | Building Services | Fan | Cat Code | BFA | Roof Extract Fan | Sub CAT Code | ROE
DSD | Architectural | Door | Cat Code | ADO | Type 1 Roller Shutter | Sub CAT Code | RS1
DSD | Sewerage | Manhole Cover | Cat Code | FMC | Recessed Single Seal | Sub CAT Code | RSS
DSD | Building Services | Duct Fitting | Cat Code | BDF | Retangular to Round Reducer | Sub CAT Code | RTR
DSD | Stormwater | Chamber | Cat Code | SBH | Screen Chamber | Sub CAT Code | SCN
DSD | Mechanical | Pump | Cat Code | MPU | Screw Pump | Sub CAT Code | SCR
DSD | Sewerage | Treatment Facility | Cat Code | FTF | Sludge Draw-off Chamber | Sub CAT Code | SDO
DSD | Sewerage | Treatment Facility | Cat Code | FTF | Sludge Digestion Tank | Sub CAT Code | SDR
DSD | Mechanical | Pump | Cat Code | MPU | Sewage Pump | Sub CAT Code | SEW
DSD | Architectural | Door | Cat Code | ADO | Type 1 Single Leaf | Sub CAT Code | SF1
DSD | Architectural | Door | Cat Code | ADO | Type 2 Single Leaf | Sub CAT Code | SF2
DSD | Structural | Slab | Cat Code | TLA | Slab Finishing Fair Faced Concrete | Sub CAT Code | SFC
DSD | Structural | Slab | Cat Code | TLA | Foundation Slab / Pile Cap | Sub CAT Code | SFO
DSD | Structural | Slab | Cat Code | TLA | Slab Finishing Painting | Sub CAT Code | SFP
DSD | Structural | Slab | Cat Code | TLA | Slab Finishing Ceramic Tile | Sub CAT Code | SFT
DSD | Structural | Other | Cat Code | TTH | Sign | Sub CAT Code | SG_
DSD | Structural | Other | Cat Code | TTH | Signboard | Sub CAT Code | SGB
DSD | Mechanical | Conveyor | Cat Code | MCO | Shafted Conveyor | Sub CAT Code | SHF
DSD | Mechanical | Conveyor | Cat Code | MCO | Shaftless Conveyor | Sub CAT Code | SHL
DSD | Electrical | Isolator | Cat Code | EIS | Single Phase Isolator | Sub CAT Code | SIN
DSD | Electrical | Socket Outlet | Cat Code | ESO | 13A 3 Pin Switched Socket Outlet | Sub CAT Code | SIN
DSD | Sewerage | Manhole Cover | Cat Code | FMC | Double Seal Terminal Manhole | Sub CAT Code | SLH
DSD | Electrical | Distribution Board | Cat Code | EDB | SPN MCB Board | Sub CAT Code | SMC
DSD | Building Services | Damper | Cat Code | BDA | Smoke Damper | Sub CAT Code | SMO
DSD | Building Services | Fire Detector | Cat Code | BFD | Smoke Detector | Sub CAT Code | SMO
DSD | Structural | Other | Cat Code | TTH | Publicity Board Support | Sub CAT Code | SPB
DSD | Structural | Other | Cat Code | TTH | Manhole Step Iron | Sub CAT Code | SPI
DSD | Architectural | Gate | Cat Code | AGT | Stainless Steel Entrance Gate | Sub CAT Code | SSE
DSD | Mechanical | Tank | Cat Code | MTA | Storage Tank | Sub CAT Code | STO
DSD | Mechanical | Pipe Accessory | Cat Code | MPA | Strainer | Sub CAT Code | STR
DSD | Building Services | Diffuser | Cat Code | BDI | Supply Air Diffuser | Sub CAT Code | SUA
DSD | Building Services | Grille | Cat Code | BGR | Supply Air Grille | Sub CAT Code | SUA
DSD | Mechanical | Mixer | Cat Code | MMI | Submersible Mixer | Sub CAT Code | SUB
DSD | Control and Instrumentation | Detector | Cat Code | CDE | Suspended Solids Detector | Sub CAT Code | SUS
DSD | Control and Instrumentation | Sensor | Cat Code | CSE | Suspended Solids Sensor | Sub CAT Code | SUS
DSD | Control and Instrumentation | Transmitter | Cat Code | CTR | Suspended Solids Transmitter | Sub CAT Code | SUS
DSD | Sewerage | Terminal Manhole | Cat Code | FLH | Type T1 | Sub CAT Code | T1_
DSD | Sewerage | Special Manhole | Cat Code | FSH | Type 1 | Sub CAT Code | T1_
DSD | Stormwater | Terminal Manhole | Cat Code | SLH | Type T1 | Sub CAT Code | T1_
DSD | Stormwater | Special Manhole | Cat Code | SSH | Type 1 | Sub CAT Code | T1_
DSD | Sewerage | Terminal Manhole | Cat Code | FLH | Type T5 | Sub CAT Code | T10
DSD | Stormwater | Terminal Manhole | Cat Code | SLH | Type T5 | Sub CAT Code | T10
DSD | Sewerage | Terminal Manhole | Cat Code | FLH | Type T2 | Sub CAT Code | T2_
DSD | Sewerage | Special Manhole | Cat Code | FSH | Type 2 | Sub CAT Code | T2_
DSD | Stormwater | Terminal Manhole | Cat Code | SLH | Type T2 | Sub CAT Code | T2_
DSD | Stormwater | Special Manhole | Cat Code | SSH | Type 2 | Sub CAT Code | T2_
DSD | Sewerage | Terminal Manhole | Cat Code | FLH | Type T3 | Sub CAT Code | T3_
DSD | Sewerage | Special Manhole | Cat Code | FSH | Type 3 | Sub CAT Code | T3_
DSD | Stormwater | Terminal Manhole | Cat Code | SLH | Type T3 | Sub CAT Code | T3_
DSD | Stormwater | Special Manhole | Cat Code | SSH | Type 3 | Sub CAT Code | T3_
DSD | Sewerage | Terminal Manhole | Cat Code | FLH | Type T4 | Sub CAT Code | T4_
DSD | Stormwater | Terminal Manhole | Cat Code | SLH | Type T4 | Sub CAT Code | T4_
DSD | Building Services | Duct Fitting | Cat Code | BDF | Tee | Sub CAT Code | TEE
DSD | Mechanical | Pipe Fitting | Cat Code | MPF | Tee | Sub CAT Code | TEE
DSD | Control and Instrumentation | Monitor | Cat Code | CMO | Temperature Monitor | Sub CAT Code | TEM
DSD | Control and Instrumentation | Sensor | Cat Code | CSE | Temperature Sensor | Sub CAT Code | TEM
DSD | Control and Instrumentation | Transmitter | Cat Code | CTR | Temperature Transmitter | Sub CAT Code | TEM
DSD | Structural | Wall | Cat Code | TWL | External Wall Finishing Fair Faced Concrete | Sub CAT Code | TFC
DSD | Structural | Beam | Cat Code | TBS | Tie Beam | Sub CAT Code | TIE
DSD | Electrical | Distribution Board | Cat Code | EDB | TPN MCB Board | Sub CAT Code | TMC
DSD | Control and Instrumentation | Sensor | Cat Code | CSE | Turbidity Sensor | Sub CAT Code | TUR
DSD | Control and Instrumentation | Transmitter | Cat Code | CTR | Turbidity Transmitter | Sub CAT Code | TUR
DSD | Control and Instrumentation | Sensor | Cat Code | CSE | Ultrasonic Level Sensor | Sub CAT Code | ULL
DSD | Control and Instrumentation | Transmitter | Cat Code | CTR | Ultrasonic Level Transmitter | Sub CAT Code | ULL
DSD | Architectural | Gate | Cat Code | AGT | Vehicular Gate on Boundary Fence | Sub CAT Code | VEH
DSD | Control and Instrumentation | Sensor | Cat Code | CSE | Vibration Sensor | Sub CAT Code | VIB
DSD | Control and Instrumentation | Transmitter | Cat Code | CTR | Vibration Transmitter | Sub CAT Code | VIB
DSD | Building Services | Damper | Cat Code | BDA | Volume Control Damper | Sub CAT Code | VOC
DSD | Mechanical | Penstock | Cat Code | MPE | Weir Penstock | Sub CAT Code | WEI
DSD | Structural | Other | Cat Code | TTH | Water Meter Box | Sub CAT Code | WMB
DSD | Building Services | Fire Alarm Panel | Cat Code | BFP | Weatherproof Local Fire Alarm and Indication Panel | Sub CAT Code | WPL
DSD | Stormwater | Chamber | Cat Code | SBH | Washout Chamber | Sub CAT Code | WSH
DSD | Mechanical | Ventilation Louver | Cat Code | BLU |  |  |  |  | Yes
Housing Authority | No classification |  |  |  | Hatch | Sub CAT Code | HAT |  | Yes
HyD | Drain | Gully | Cat Code | GUL | GA2-325 | Sub CAT Code | 325
HyD | Drain | Gully | Cat Code | GUL | GA1-450 | Sub CAT Code | 450
HyD | Drain | Sewerage Manhole | Cat Code | FMH |  |  | ___
HyD | Drain | Sewerage Drainage Tunnel | Cat Code | FTP |  |  | ___
HyD | Drain | Catchpit | Cat Code | SCH |  |  | ___
HyD | Drain | Stormwater Manhole | Cat Code | SMH |  |  | ___
HyD | Drain | Stormwater Drainage Tunnel | Cat Code | STP |  |  | ___
HyD | Temporary work | Pedestrian Crossing Over Trench | Cat Code | EPT | Trench not exceeding 2000 mm Wide | Sub CAT Code | 2M_
HyD | Structure | Noise Barrier | Cat Code | TNB | Absorptive Panel | Sub CAT Code | ABS
HyD | Structure | Noise Enclosure | Cat Code | TNE | Absorptive Panel | Sub CAT Code | ABS
HyD | Street Furniture | Barrier Fences | Cat Code | FBF | Anti-glare Sheet Fencing | Sub CAT Code | AGS
HyD | Street Furniture | Railing | Cat Code | FRA | Amenities Railing | Sub CAT Code | AME
HyD | Structure | Bridge | Cat Code | TBR | Abutments or Retaining Walls | Sub CAT Code | AOR
HyD | Structure | Culvert | Cat Code | TCU | Abutments or Retaining Walls | Sub CAT Code | AOR
HyD | Structure | Deck of Nullah | Cat Code | TDN | Abutments or Retaining Walls | Sub CAT Code | AOR
HyD | Structure | Footbridge | Cat Code | TFB | Abutments or Retaining Walls | Sub CAT Code | AOR
HyD | Structure | Noise Barrier | Cat Code | TNB | Abutments or Retaining Walls | Sub CAT Code | AOR
HyD | Structure | Noise Enclosure | Cat Code | TNE | Abutments or Retaining Walls | Sub CAT Code | AOR
HyD | Structure | Podium | Cat Code | TPD | Abutments or Retaining Walls | Sub CAT Code | AOR
HyD | Structure | Subway | Cat Code | TSB | Abutments or Retaining Walls | Sub CAT Code | AOR
HyD | Structure | Underpass | Cat Code | TUP | Abutments or Retaining Walls | Sub CAT Code | AOR
HyD | Tunnel | Alcove Room or Cross Passage | Cat Code | UAR | Alcove Rooms/ Cross Passage (CP) | Sub CAT Code | ARC
HyD | Structure | Vehicle Parapets | Cat Code | TVP | Aluminium Vehicle Parapet | Sub CAT Code | AVP
HyD | Temporary work | Excavation and Lateral Support | Cat Code | EXL | Backfill | Sub CAT Code | BAF | The following Fields share the same Sub-CAT code: 1 - Geotechnical Structure Model - Baffle Wall (CEDD) 2 - Excavation and Lateral Support - Backfill (HyD)
HyD | Street Furniture | Barrier Fences | Cat Code | FBF | Beam Barrier- Corrugated Beam | Sub CAT Code | BBC
HyD | Structure | Bridge | Cat Code | TBR | Bearings | Sub CAT Code | BEA
HyD | Structure | Footbridge | Cat Code | TFB | Bearings | Sub CAT Code | BEA
HyD | Structure | Noise Enclosure | Cat Code | TNE | Beam | Sub CAT Code | BEM | The following Fields share the same Sub-CAT code: 1 - Geotechnical Structure Model - Structural Concrete Beam (CEDD) 2 - Noise Enclosure - Beam (HyD)
HyD | Street Furniture | Barrier Fences | Cat Code | FBF | Barrier For Central Dividing Strips | Sub CAT Code | BFC
HyD | Street Furniture | Barrier Fences | Cat Code | FBF | Boundary Fence (Expressway) | Sub CAT Code | BFE
HyD | Tunnel | Tunnel Internal Structure | Cat Code | TIS | Blinding | Sub CAT Code | BLI
HyD | Structure | Pedestrian Parapet | Cat Code | TPP | Bicycle Parapet | Sub CAT Code | BLP
HyD | Drain | Overflow | Cat Code | DOV | Bar for Kerb Overflow Weir | Sub CAT Code | BON
HyD | Temporary work | Excavation and Lateral Support | Cat Code | EXL | Bracket | Sub CAT Code | BRA
HyD | Street Furniture | Shelter | Cat Code | FST | Bus Shelter | Sub CAT Code | BUS | The following Fields share the same Sub-CAT code: 1 - Carpark - Coaches and Buses (BD) 2 - Shelter - Bus Shelter (HyD)
HyD | Street Furniture | Emergency Telephone | Cat Code | FET | Bridge with Aluminium Parapet | Sub CAT Code | BWA
HyD | Street Furniture | Emergency Telephone | Cat Code | FET | Bridge with Concrete Parapet | Sub CAT Code | BWC
HyD | Lighting | Structure Lighting | Cat Code | LSL | Bulkhead Wall Light | Sub CAT Code | BWL
HyD | Street Furniture | Emergency Telephone | Cat Code | FET | Bridge with Steel Parapet | Sub CAT Code | BWS
HyD | Tunnel | VE or Fibre-cement Panel | Cat Code | UVO | Cladding & Steel Frame (VP) | Sub CAT Code | C&F
HyD | Temporary work | Excavation and Lateral Support | Cat Code | EXL | Capping Beam | Sub CAT Code | CAB
HyD | Lighting | Structure Lighting | Cat Code | LSL | Cable Conduit | Sub CAT Code | CAC
HyD | Lighting | Connector | Cat Code | LCO | Cable Junction | Sub CAT Code | CAJ
HyD | Drain | Carrier Drain | Cat Code | DCD | Carrier Drain | Sub CAT Code | CAR | The following Fields share the same Sub-CAT code: 1 - Carpark - Private Cars and Taxis (BD) 2 - Entourage - Cars (CIC) 3 - Carrier Drain - Carrier Drain (HyD)
HyD | Structure | Lift Tower | Cat Code | TLT | Cat ladders | Sub CAT Code | CAT
HyD | Structure | Sign Gantry | Cat Code | TSG | Cat ladders | Sub CAT Code | CAT
HyD | Street Furniture | Traffic Sign | Cat Code | FTS | Cantilever Directional Sign | Sub CAT Code | CDS
HyD | Lighting | Connector | Cat Code | LCO | Cross For Deletion | Sub CAT Code | CFD
HyD | Lighting | Connector | Cat Code | LCO | Control Gear Box | Sub CAT Code | CGB
HyD | Drain | Gully Sump | Cat Code | SUM | Circular | Sub CAT Code | CIR
HyD | Lighting | Connector | Cat Code | LCO | Cable Joint | Sub CAT Code | CJ_
HyD | Road | Kerbs | Cat Code | RKB | Concrete Kerb | Sub CAT Code | CK_
HyD | Street Furniture | Bollard | Cat Code | FBL | Conventional for Traffic Bollard | Sub CAT Code | CL_
HyD | Tunnel | Concrete Lining | Cat Code | UCL | Concrete Lining Unreinforced (Below Carriageway) | Sub CAT Code | CLB | The following Fields share the same Sub-CAT code: 1 - Marine Civil Model - Lifebuoy (CEDD) 2 - Concrete Lining - Concrete Lining Unreinforced (Below Carriageway) (HyD)
HyD | Tunnel | Concrete Lining | Cat Code | UCL | Concrete Lining Reinforced | Sub CAT Code | CLR
HyD | Tunnel | Concrete Lining | Cat Code | UCL | Concrete Lining Unreinforced (All or Above Cwy) | Sub CAT Code | CLU
HyD | Drain | Grating | Cat Code | GRA | Compound Materials Channel Grating | Sub CAT Code | CMG
HyD | Temporary work | Excavation and Lateral Support | Cat Code | EXL | Connection detail | Sub CAT Code | CND
HyD | Road | Road Joint | Cat Code | RRJ | Contraction Joint | Sub CAT Code | COJ
HyD | Tunnel | Portal Structure | Cat Code | UPT | Concrete Lining | Sub CAT Code | COL | The following Fields share the same Sub-CAT code: 1 - Geotechnical Model - Colluvium (CEDD) 2 - Portal Structure - Concrete Lining (HyD)
HyD | Drain | Culvert Marker | Cat Code | DCM | Concrete Marker | Sub CAT Code | COM
HyD | Lighting | Lamp Post (Type of pole) | Cat Code | LLP | Conical | Sub CAT Code | CON
HyD | Structure | Bridge | Cat Code | TBR | Columns or Piers | Sub CAT Code | COP
HyD | Structure | Culvert | Cat Code | TCU | Columns or Piers | Sub CAT Code | COP
HyD | Structure | Cover to Walkway | Cat Code | TCW | Columns or Piers | Sub CAT Code | COP
HyD | Structure | Deck of Nullah | Cat Code | TDN | Columns or Piers | Sub CAT Code | COP
HyD | Structure | Footbridge | Cat Code | TFB | Columns or Piers | Sub CAT Code | COP
HyD | Structure | Lift Tower | Cat Code | TLT | Columns or Piers | Sub CAT Code | COP
HyD | Structure | Noise Barrier | Cat Code | TNB | Columns or Piers | Sub CAT Code | COP
HyD | Structure | Noise Enclosure | Cat Code | TNE | Columns or Piers | Sub CAT Code | COP
HyD | Structure | Podium | Cat Code | TPD | Columns or Piers | Sub CAT Code | COP
HyD | Structure | Sign Gantry | Cat Code | TSG | Columns or Piers | Sub CAT Code | COP
HyD | Structure | Tram Shelter | Cat Code | TTS | Columns or Piers | Sub CAT Code | COP
HyD | Street Furniture | Barrier Fences | Cat Code | FBF | Concrete Profile Barrier | Sub CAT Code | CPB
HyD | Street Furniture | Barrier Fences | Cat Code | FBF | Crash Cushion | Sub CAT Code | CRC
HyD | Drain | Cross Road Drain | Cat Code | DCR | Cross Road Drain(Including CP Outfall) | Sub CAT Code | CRD
HyD | Street Furniture | Railing | Cat Code | FRA | For Control Purpose | Sub CAT Code | CRP
HyD | Slope | HyD Unregistered Slope | Cat Code | SUS | Cut slope with retaining wall - Retaining Wall Part | Sub CAT Code | CRR
HyD | Slope | HyD Unregistered Slope | Cat Code | SUS | Cut slope with retaining wall - Slope Part | Sub CAT Code | CRS
HyD | Landscape | Dwarf Walls | Cat Code | LDW | Concrete-Slope Wall | Sub CAT Code | CSL
HyD | Slope | HyD Registered Slope | Cat Code | SRS | Cut slope with associated retaining wall(s) - Retaining Wall Part | Sub CAT Code | CSR
HyD | Slope | HyD Registered Slope | Cat Code | SRS | Cut slope with associated retaining wall(s) - Slope Part | Sub CAT Code | CSS
HyD | Drain | Sewerage Pipe | Cat Code | FWD | Concrete Surround | Sub CAT Code | CSU
HyD | Drain | Stormwater Pipe | Cat Code | SWD | Concrete Surround | Sub CAT Code | CSU
HyD | Street Furniture | Bollard | Cat Code | FBL | Frangible Bollard for Use on Cycle Track | Sub CAT Code | CTB
HyD | Lighting | Structure Lighting | Cat Code | LSL | Cable Trunking | Sub CAT Code | CTR
HyD | Tunnel | Compartment Underneath Road Slab | Cat Code | UCU | Compartment Underneath Road Slab(CO) | Sub CAT Code | CUR
HyD | Slope | HyD Registered Slope | Cat Code | SRS | Cut Slope | Sub CAT Code | CUT
HyD | Slope | HyD Unregistered Slope | Cat Code | SUS | Cut Slope | Sub CAT Code | CUT
HyD | Landscape | Dwarf Walls | Cat Code | LDW | Concrete-Vertical Wall | Sub CAT Code | CVE
HyD | Structure | Vehicle Parapets | Cat Code | TVP | Concrete Vehicle Parapets | Sub CAT Code | CVP
HyD | Lighting | Lamp Post (Sub-type of lamps) | Cat Code | LLM | Double Arm Public Lighting Pole | Sub CAT Code | DAL
HyD | Lighting | Lamp Post (Sub-type of lamps) | Cat Code | LLM | Double Arm Public Lighting Pole Under Bridge | Sub CAT Code | DAU
HyD | Temporary work | Other | Cat Code | ETH | Publicity Board Support | Sub CAT Code | DBM
HyD | Temporary work | Other | Cat Code | ETH | Signboard | Sub CAT Code | DBO
HyD | Lighting | Lamp Post (Type of pole) | Cat Code | LLP | Decorative Lamp Post | Sub CAT Code | DCL
HyD | Street Furniture | Railing | Cat Code | FRA | Decorative Railing | Sub CAT Code | DCO
HyD | Street Furniture | Bollard | Cat Code | FBL | Decorative Bollard | Sub CAT Code | DEB
HyD | Structure | Bridge | Cat Code | TBR | Decking | Sub CAT Code | DEC
HyD | Structure | Culvert | Cat Code | TCU | Decking | Sub CAT Code | DEC
HyD | Structure | Deck of Nullah | Cat Code | TDN | Decking | Sub CAT Code | DEC
HyD | Structure | Footbridge | Cat Code | TFB | Decking | Sub CAT Code | DEC
HyD | Structure | Lift Tower | Cat Code | TLT | Decking | Sub CAT Code | DEC
HyD | Structure | Podium | Cat Code | TPD | Decking | Sub CAT Code | DEC
HyD | Structure | Subway | Cat Code | TSB | Decking | Sub CAT Code | DEC
HyD | Structure | Underpass | Cat Code | TUP | Decking | Sub CAT Code | DEC
HyD | Drain | Storm water manhole Cover | Cat Code | SMC | Standard Desilting | Sub CAT Code | DES
HyD | Slope | HyD Registered Slope | Cat Code | SRS | Disturbed terrain | Sub CAT Code | DIT
HyD | Temporary work | Excavation and Lateral Support | Cat Code | EXL | Diaphragm Wall | Sub CAT Code | DIW
HyD | Tunnel | Tunnel Internal Structure | Cat Code | TIS | Drainage Layer (T1D&T2D) | Sub CAT Code | DLA
HyD | Lighting | Structure Lighting | Cat Code | LSL | Downlight | Sub CAT Code | DOL
HyD | Structure | Bridge | Cat Code | TBR | Diaphragms or Transoms | Sub CAT Code | DOT
HyD | Structure | Culvert | Cat Code | TCU | Diaphragms or Transoms | Sub CAT Code | DOT
HyD | Structure | Footbridge | Cat Code | TFB | Diaphragms or Transoms | Sub CAT Code | DOT
HyD | Lighting | Connector | Cat Code | LCO | Draw Pit | Sub CAT Code | DP_
HyD | Road | Kerbs | Cat Code | RKB | Drop Kerb | Sub CAT Code | DRO
HyD | Lighting | Illuminated Traffic Aids | Cat Code | LIT | Directional Sign | Sub CAT Code | DS_
HyD | Drain | Stepped Channel | Cat Code | SSP | Surface Channel | Sub CAT Code | DSC
HyD | Drain | U-Channel | Cat Code | SUP | Surface Channel | Sub CAT Code | DSC
HyD | Street Furniture | Traffic Sign | Cat Code | FTS | Directional Sign Plate | Sub CAT Code | DSP
HyD | Drain | Foul water manhole Cover | Cat Code | FMC | Double Triangular | Sub CAT Code | DT
HyD | Drain | Storm water manhole Cover | Cat Code | SMC | Double Triangular | Sub CAT Code | DT_
HyD | Street Furniture | Tactile Paving | Cat Code | FWS | Directional Tile / Slab / Block | Sub CAT Code | DTS
HyD | Street Furniture | Emergency Gate | Cat Code | FEG | Emergency Access Gate (EAG) | Sub CAT Code | EAG
HyD | Drain | Rodding Eye | Cat Code | DRE | Rodding Eye Cover & Frame | Sub CAT Code | ECF
HyD | Street Furniture | Emergency Gate | Cat Code | FEG | Emergencey Crash Gate | Sub CAT Code | ECG
HyD | Lighting | Connector | Cat Code | LCO | Earth Pit | Sub CAT Code | EP_
HyD | Street Furniture | Emergency Gate | Cat Code | FEG | EVA Gate | Sub CAT Code | EVA
HyD | Road | Road Joint | Cat Code | RRJ | Expansion Joint | Sub CAT Code | EXJ
HyD | Structure | Bridge | Cat Code | TBR | Fall Arrest System | Sub CAT Code | FAS
HyD | Structure | Cover to Walkway | Cat Code | TCW | Fall Arrest System | Sub CAT Code | FAS
HyD | Structure | Footbridge | Cat Code | TFB | Fall Arrest System | Sub CAT Code | FAS
HyD | Structure | Lift Tower | Cat Code | TLT | Fall Arrest System | Sub CAT Code | FAS
HyD | Structure | Noise Enclosure | Cat Code | TNE | Fall Arrest System | Sub CAT Code | FAS
HyD | Road | Carriageway | Cat Code | RCW | Flexible with Colour / Anti-skid Dressing | Sub CAT Code | FCA | The following Fields share the same Sub-CAT code: 1 - Fender System Model - Capping (CEDD) 2 - Structural Foundations - Foundation_Cap (CIC) 3 - Carriageway - Flexible with Colour / Anti-skid Dressing (HyD)
HyD | Street Furniture | Barrier Fences | Cat Code | FBF | Fence | Sub CAT Code | FEN
HyD | Lighting | Lamp Post (Type of pole) | Cat Code | LLP | Flanged Galvanized Iron | Sub CAT Code | FGI
HyD | Slope | HyD Registered Slope | Cat Code | SRS | Fill Slope | Sub CAT Code | FIL | The following Fields share the same Sub-CAT code: 1 - Geotechnical Model - Fill (CEDD) 2 - HyD Registered Slope - Fill Slope (HyD) 3 - HyD Unregistered Slope - Fill Slope (HyD)
HyD | Slope | HyD Unregistered Slope | Cat Code | SUS | Fill Slope | Sub CAT Code | FIL | The following Fields share the same Sub-CAT code: 1 - Geotechnical Model - Fill (CEDD) 2 - HyD Registered Slope - Fill Slope (HyD) 3 - HyD Unregistered Slope - Fill Slope (HyD)
HyD | Structure | Bridge | Cat Code | TBR | Finishes | Sub CAT Code | FIN
HyD | Structure | Culvert | Cat Code | TCU | Finishes | Sub CAT Code | FIN
HyD | Structure | Cover to Walkway | Cat Code | TCW | Finishes | Sub CAT Code | FIN
HyD | Structure | Deck of Nullah | Cat Code | TDN | Finishes | Sub CAT Code | FIN
HyD | Structure | Footbridge | Cat Code | TFB | Finishes | Sub CAT Code | FIN
HyD | Structure | Lift Tower | Cat Code | TLT | Finishes | Sub CAT Code | FIN
HyD | Structure | Noise Barrier | Cat Code | TNB | Finishes | Sub CAT Code | FIN
HyD | Structure | Noise Enclosure | Cat Code | TNE | Finishes | Sub CAT Code | FIN
HyD | Structure | Podium | Cat Code | TPD | Finishes | Sub CAT Code | FIN
HyD | Structure | Subway | Cat Code | TSB | Finishes | Sub CAT Code | FIN
HyD | Structure | Underpass | Cat Code | TUP | Finishes | Sub CAT Code | FIN
HyD | Lighting | Lamp Post (Sub-type of lamps) | Cat Code | LLM | Fluorescent Lamp | Sub CAT Code | FLL
HyD | Structure | Bridge | Cat Code | TBR | Flooring | Sub CAT Code | FLO
HyD | Structure | Deck of Nullah | Cat Code | TDN | Flooring | Sub CAT Code | FLO
HyD | Structure | Footbridge | Cat Code | TFB | Flooring | Sub CAT Code | FLO
HyD | Structure | Lift Tower | Cat Code | TLT | Flooring | Sub CAT Code | FLO
HyD | Structure | Noise Barrier | Cat Code | TNB | Flooring | Sub CAT Code | FLO
HyD | Structure | Podium | Cat Code | TPD | Flooring | Sub CAT Code | FLO
HyD | Structure | Subway | Cat Code | TSB | Flooring | Sub CAT Code | FLO
HyD | Structure | Underpass | Cat Code | TUP | Flooring | Sub CAT Code | FLO
HyD | Road | Carriageway | Cat Code | RCW | Flexible (without Colour / Anti-skid Dressing) | Sub CAT Code | FLX
HyD | Road | Footway | Cat Code | RFW | Flexible (without Colour / Anti-skid Dressing) | Sub CAT Code | FLX
HyD | Road | Traffic Island – Refuge Island | Cat Code | RIR | Flexible (without Colour / Anti-skid Dressing) | Sub CAT Code | FLX
HyD | Road | Side / Back Lane | Cat Code | RSB | Flexible (without Colour / Anti-skid Dressing) | Sub CAT Code | FLX
HyD | Lighting | Lamp Post (Type of pole) | Cat Code | LLP | Flanged Mild Steel | Sub CAT Code | FMS
HyD | Lighting | Lamp Post (Type of pole) | Cat Code | LLP | Flanged Octagon | Sub CAT Code | FOC
HyD | Structure | Bridge | Cat Code | TBR | Maintenance Access | Sub CAT Code | FOO
HyD | Structure | Bridge | Cat Code | TBR | Foundation | Sub CAT Code | FOU
HyD | Structure | Culvert | Cat Code | TCU | Foundation | Sub CAT Code | FOU
HyD | Structure | Cover to Walkway | Cat Code | TCW | Foundation | Sub CAT Code | FOU
HyD | Structure | Deck of Nullah | Cat Code | TDN | Foundation | Sub CAT Code | FOU
HyD | Structure | Footbridge | Cat Code | TFB | Foundation | Sub CAT Code | FOU
HyD | Structure | Lift Tower | Cat Code | TLT | Foundation | Sub CAT Code | FOU
HyD | Structure | Noise Barrier | Cat Code | TNB | Foundation | Sub CAT Code | FOU
HyD | Structure | Noise Enclosure | Cat Code | TNE | Foundation | Sub CAT Code | FOU
HyD | Structure | Podium | Cat Code | TPD | Foundation | Sub CAT Code | FOU
HyD | Structure | Subway | Cat Code | TSB | Foundation | Sub CAT Code | FOU
HyD | Structure | Sign Gantry | Cat Code | TSG | Foundation | Sub CAT Code | FOU
HyD | Structure | Tram Shelter | Cat Code | TTS | Foundation | Sub CAT Code | FOU
HyD | Structure | Underpass | Cat Code | TUP | Foundation | Sub CAT Code | FOU
HyD | Temporary work | Vehicle Crossing Over Trench Opening | Cat Code | EVT | Flexible Pavement | Sub CAT Code | FPF
HyD | Lighting | Control Cubicle | Cat Code | LCC | Fibre Glass Pole-Mounted ( Mainland - Conventional Lighting) | Sub CAT Code | FPM
HyD | Slope | HyD Registered Slope | Cat Code | SRS | Fill slope with associated retaining wall(s) - Retaining Wall Part | Sub CAT Code | FSR
HyD | Slope | HyD Registered Slope | Cat Code | SRS | Fill slope with associated retaining wall(s) - Slope Part | Sub CAT Code | FSS
HyD | Slope | HyD Unregistered Slope | Cat Code | SUS | Fill slope with retaining wall - Retaining Wall Part | Sub CAT Code | FUR
HyD | Slope | HyD Unregistered Slope | Cat Code | SUS | Fill slope with retaining wall - Slope Part | Sub CAT Code | FUS
HyD | Tunnel | False Ceiling or Ventilation Slab | Cat Code | UFC | False Ceiling or Ventilation Slab (Beam) | Sub CAT Code | FVE
HyD | Tunnel | False Ceiling or Ventilation Slab | Cat Code | UFC | False Ceiling or Ventilation Slab (Hanger) | Sub CAT Code | FVH
HyD | Tunnel | False Ceiling or Ventilation Slab | Cat Code | UFC | False Ceiling or Ventilation Slab (Bottom) | Sub CAT Code | FVO
HyD | Tunnel | False Ceiling or Ventilation Slab | Cat Code | UFC | False Ceiling or Ventilation Slab (T-n-B or Top) | Sub CAT Code | FVT
HyD | Street Furniture | Railing | Cat Code | FRA | For Guidance Purpose | Sub CAT Code | GDP
HyD | Lighting | Cable Duct | Cat Code | LCD | Galvanized Iron | Sub CAT Code | GI_
HyD | Street Furniture | Bollard | Cat Code | FBL | Galvanized Iron Bollard | Sub CAT Code | GIB
HyD | Lighting | Illuminated Traffic Aids | Cat Code | LIT | Giving Information Sign | Sub CAT Code | GIS
HyD | Structure | Pedestrian Parapet | Cat Code | TPP | Glass Parapet | Sub CAT Code | GLP
HyD | Lighting | Lamp Post (Sub-type of lamps) | Cat Code | LLM | Ground/parapet Mounting | Sub CAT Code | GMP
HyD | Structure | Bridge | Cat Code | TBR | Girders or Main Beams or Webs | Sub CAT Code | GOM
HyD | Structure | Culvert | Cat Code | TCU | Girders or Main Beams or Webs | Sub CAT Code | GOM
HyD | Structure | Cover to Walkway | Cat Code | TCW | Girders or Main Beams or Webs | Sub CAT Code | GOM
HyD | Structure | Deck of Nullah | Cat Code | TDN | Girders or Main Beams or Webs | Sub CAT Code | GOM
HyD | Structure | Footbridge | Cat Code | TFB | Girders or Main Beams or Webs | Sub CAT Code | GOM
HyD | Structure | Lift Tower | Cat Code | TLT | Girders or Main Beams or Webs | Sub CAT Code | GOM
HyD | Structure | Podium | Cat Code | TPD | Girders or Main Beams or Webs | Sub CAT Code | GOM
HyD | Structure | Subway | Cat Code | TSB | Girders or Main Beams or Webs | Sub CAT Code | GOM
HyD | Structure | Sign Gantry | Cat Code | TSG | Girders or Main Beams or Webs | Sub CAT Code | GOM
HyD | Structure | Underpass | Cat Code | TUP | Girders or Main Beams or Webs | Sub CAT Code | GOM
HyD | Temporary work | Hoarding | Cat Code | EHO | Site Hoardings for Applying Graphic Film | Sub CAT Code | GRF
HyD | Road | Kerbs | Cat Code | RKB | Granite Kerb | Sub CAT Code | GRK
HyD | Lighting | Illuminated Traffic Aids | Cat Code | LIT | Gantry Sign | Sub CAT Code | GS_
HyD | Lighting | Structure Lighting | Cat Code | LSL | High Bay Light | Sub CAT Code | HBL
HyD | Street Furniture | Railing | Cat Code | FRA | Hand Railing of Bus Shelter | Sub CAT Code | HBS
HyD | Lighting | Highmast | Cat Code | LHM | Highmast Cable Duct | Sub CAT Code | HCD
HyD | Lighting | Highmast | Cat Code | LHM | Highmast Connector | Sub CAT Code | HCN
HyD | Drain | Grating | Cat Code | GRA | Hinged Channel Grating for Cycle Tracks on Structures | Sub CAT Code | HCT
HyD | Street Furniture | Survey Markers | Cat Code | FSM | Washer for Horizontal Control | Sub CAT Code | HCW
HyD | Street Furniture | Cable Draw pit | Cat Code | ECD | Heavy Duty C. I. Cover & Frame | Sub CAT Code | HDC
HyD | Lighting | Highmast | Cat Code | LHM | Highmast Flood Light | Sub CAT Code | HFL
HyD | Drain | Grating | Cat Code | GRA | Hinged Channel Grating for Footway on Structures | Sub CAT Code | HFW
HyD | Lighting | Lamp Post (Type of pole) | Cat Code | LLP | Hinged | Sub CAT Code | HIN
HyD | Structure | Lift Tower | Cat Code | TLT | Hoisting Beam | Sub CAT Code | HOB
HyD | Street Furniture | Survey Markers | Cat Code | FSM | Pick up Box for Horizontai Control | Sub CAT Code | HPB
HyD | Lighting | Highmast | Cat Code | LHM | Highmast Pillar | Sub CAT Code | HPI
HyD | Lighting | Lamp Post (Sub-type of lamps) | Cat Code | LLM | Height Reducing Bracket | Sub CAT Code | HRB
HyD | Street Furniture | Survey Markers | Cat Code | FSM | Typical Survey Nail for Horizontal Control | Sub CAT Code | HSN
HyD | Street Furniture | Survey Markers | Cat Code | FSM | Urban Survey Mark for Horizontal Control | Sub CAT Code | HUS
HyD | Street Furniture | Tactile Paving | Cat Code | FWS | Hazard Warning Block | Sub CAT Code | HWB
HyD | Street Furniture | Tactile Paving | Cat Code | FWS | Hazard Warning Tile / Slab | Sub CAT Code | HWT
HyD | Street Furniture | Road Marking | Cat Code | RMK | Imformatory | Sub CAT Code | IMF
HyD | Structure | Culvert | Cat Code | TCU | Invert | Sub CAT Code | INV
HyD | Structure | Deck of Nullah | Cat Code | TDN | Invert | Sub CAT Code | INV
HyD | Road | Road Joint | Cat Code | RRJ | Isolation Joint | Sub CAT Code | ISJ
HyD | Structure | Bridge | Cat Code | TBR | Joints (Str.) | Sub CAT Code | JOI
HyD | Structure | Culvert | Cat Code | TCU | Joints (Str.) | Sub CAT Code | JOI
HyD | Structure | Cover to Walkway | Cat Code | TCW | Joints (Str.) | Sub CAT Code | JOI
HyD | Structure | Deck of Nullah | Cat Code | TDN | Joints (Str.) | Sub CAT Code | JOI
HyD | Structure | Footbridge | Cat Code | TFB | Joints (Str.) | Sub CAT Code | JOI
HyD | Structure | Noise Barrier | Cat Code | TNB | Joints (Str.) | Sub CAT Code | JOI
HyD | Structure | Noise Enclosure | Cat Code | TNE | Joints (Str.) | Sub CAT Code | JOI
HyD | Structure | Podium | Cat Code | TPD | Joints (Str.) | Sub CAT Code | JOI
HyD | Structure | Subway | Cat Code | TSB | Joints (Str.) | Sub CAT Code | JOI
HyD | Structure | Sign Gantry | Cat Code | TSG | Joints (Str.) | Sub CAT Code | JOI
HyD | Structure | Underpass | Cat Code | TUP | Joints (Str.) | Sub CAT Code | JOI
HyD | Tunnel | Joints (Tunnel) | Cat Code | UJT | Joint (JT) | Sub CAT Code | JT_
HyD | Tunnel | Kerbside Barrier or Walkway | Cat Code | UKB | Kerbside Barrier / Walkway (KB) | Sub CAT Code | KB_
HyD | Drain | Overflow | Cat Code | DOV | Kerb Overflow Weirs | Sub CAT Code | KOW
HyD | Tunnel | Tunnel Internal Structure | Cat Code | TIS | Profile barrier | Sub CAT Code | KRB
HyD | Street Furniture | Cable Draw pit | Cat Code | ECD | Light Duty C.I. Cover with Concrete Filling & Frame | Sub CAT Code | LDC
HyD | Structure | Lift Tower | Cat Code | TLT | Lifting Hook | Sub CAT Code | LHO
HyD | Temporary work | Other | Cat Code | ETH | Logo | Sub CAT Code | LOG
HyD | Structure | Lift Tower | Cat Code | TLT | Louvres or Glazings | Sub CAT Code | LOG
HyD | Road | Road Joint | Cat Code | RRJ | Longitudinal Joint | Sub CAT Code | LOJ
HyD | Drain | Foul water manhole Cover | Cat Code | FMC | Type MA2 Double Seal Terminal | Sub CAT Code | MA2
HyD | Drain | Storm water manhole Cover | Cat Code | SMC | Type MA2 Double Seal Terminal | Sub CAT Code | MA2
HyD | Tunnel | Tunnel Internal Structure | Cat Code | TIS | Backfill | Sub CAT Code | MBF
HyD | Drain | Foul water manhole Cover | Cat Code | FMC | Type MC2 Double Seal Terminal | Sub CAT Code | MC2
HyD | Drain | Storm water manhole Cover | Cat Code | SMC | Type MC2 Double Seal Terminal | Sub CAT Code | MC2
HyD | Tunnel | Tunnel Internal Structure | Cat Code | TIS | Mass concrete infill | Sub CAT Code | MCF
HyD | Street Furniture | Cable Draw pit | Cat Code | ECD | Mini Drawpit for Detector Loop | Sub CAT Code | MDL
HyD | Structure | Noise Barrier | Cat Code | TNB | Mixed | Sub CAT Code | MIX
HyD | Street Furniture | Traffic Sign | Cat Code | FTS | Mounted on a Lamp Post (Defined by the lamp post number) | Sub CAT Code | MLP
HyD | Street Furniture | Traffic Sign | Cat Code | FTS | Mounted on a Street Name Plate Post | Sub CAT Code | MNP
HyD | Street Furniture | Traffic Sign | Cat Code | FTS | Mounted on Railing / Fencing / Wall (without post) | Sub CAT Code | MRW
HyD | Street Furniture | Emergency Gate | Cat Code | FEG | Movable Steel Barrier | Sub CAT Code | MSB
HyD | Street Furniture | Traffic Sign | Cat Code | FTS | Mounted on Traffic Light Post | Sub CAT Code | MTL
HyD | Lighting | Lamp Post (Type of pole) | Cat Code | LLP | N/A | Sub CAT Code | NA_
HyD | Slope | HyD Registered Slope | Cat Code | SRS | Natural Terrain | Sub CAT Code | NAT
HyD | Slope | HyD Unregistered Slope | Cat Code | SUS | Natural Terrain | Sub CAT Code | NAT
HyD | Lighting | Cable Duct | Cat Code | LCD | New color code cable without cable duct | Sub CAT Code | NCC
HyD | Lighting | Cable Duct | Cat Code | LCD | New color code cable with GI cable duct | Sub CAT Code | NCG
HyD | Lighting | Cable Duct | Cat Code | LCD | New color code cable with PVC cable duct | Sub CAT Code | NCP
HyD | Street Furniture | Bollard | Cat Code | FBL | Non-Illuminated for Traffic Bollard | Sub CAT Code | NI_
HyD | Lighting | Cable Duct | Cat Code | LCD | No cable duct | Sub CAT Code | NOC
HyD | Lighting | Connector | Cat Code | LCO | Normal Open Point | Sub CAT Code | NOP
HyD | Structure | Bridge | Cat Code | TBR | Other Bridge Element | Sub CAT Code | OBD
HyD | Street Furniture | Barrier Fences | Cat Code | FBF | Other Barrier | Sub CAT Code | OBR
HyD | Structure | Culvert | Cat Code | TCU | Other Culvert Element | Sub CAT Code | OCU
HyD | Structure | Cover to Walkway | Cat Code | TCW | Other Cover to Walkway Element | Sub CAT Code | OCW
HyD | Structure | Deck of Nullah | Cat Code | TDN | Other Deck of Nullah Element | Sub CAT Code | ODN
HyD | Drain | Other Drain | Cat Code | DTH | Other Drain | Sub CAT Code | ODR
HyD | Street Furniture | Emergency Gate | Cat Code | FEG | Other Emergency Gate | Sub CAT Code | OEG
HyD | Structure | Footbridge | Cat Code | TFB | Other Footbridge Element | Sub CAT Code | OFB
HyD | Drain | Gully | Cat Code | GUL | Other Gully | Sub CAT Code | OGU
HyD | Lighting | Lamp Post (Sub-type of lamps) | Cat Code | LLM | Others (details filled in Remark) | Sub CAT Code | OLM
HyD | Lighting | Structure Lighting | Cat Code | LSL | Others (details filled in Remark) | Sub CAT Code | OLM
HyD | Structure | Lift Tower | Cat Code | TLT | Other Lift Tower Element | Sub CAT Code | OLT
HyD | Structure | Noise Barrier | Cat Code | TNB | Other Noise Barrier Element | Sub CAT Code | ONB
HyD | Structure | Noise Enclosure | Cat Code | TNE | Other Noise Enclosure Element | Sub CAT Code | ONE
HyD | Street Furniture | Street Name Plate | Cat Code | FNP | Others | Sub CAT Code | OPM
HyD | Structure | Podium | Cat Code | TPD | Other Podium Element | Sub CAT Code | OPO
HyD | Tunnel | Portal Structure | Cat Code | UPT | Others (Portal Structures) | Sub CAT Code | OPS
HyD | Street Furniture | Railing | Cat Code | FRA | Other Railing | Sub CAT Code | ORL
HyD | Street Furniture | Road Marking | Cat Code | RMK | Others | Sub CAT Code | ORM
HyD | Street Furniture | Railing | Cat Code | FRA | Ornamental Railing | Sub CAT Code | ORN
HyD | Structure | Subway | Cat Code | TSB | Other Subway Element | Sub CAT Code | OSB
HyD | Structure | Other Structure Element | Cat Code | TTH | Other Structure Element | Sub CAT Code | OSE
HyD | Structure | Sign Gantry | Cat Code | TSG | Other Sign Gantry Element | Sub CAT Code | OSG
HyD | Landscape | Tree Pit Planting | Cat Code | LTP | Tree other than the Cat Code below | Sub CAT Code | OTC
HyD | Street Furniture | Traffic Light Signal | Cat Code | FTL | Overhead Traffic Light Signal | Sub CAT Code | OTL
HyD | Structure | Pedestrian Parapet | Cat Code | TPP | Other Parapet | Sub CAT Code | OTP
HyD | Structure | Tram Shelter | Cat Code | TTS | Other Tram Shelter Element | Sub CAT Code | OTS
HyD | Structure | Underpass | Cat Code | TUP | Other Underpass Element | Sub CAT Code | OUP
HyD | Structure | Vehicle Parapets | Cat Code | TVP | Other Vehicle Parapets | Sub CAT Code | OVP
HyD | Landscape | Tree Pit Planting | Cat Code | LTP | Old and Valuable Tree | Sub CAT Code | OVT
HyD | Street Furniture | Foundation | Cat Code | FFO | Type A - B Posting Box | Sub CAT Code | PAB
HyD | Street Furniture | Barrier Fences | Cat Code | FBF | Parapet | Sub CAT Code | PAR
HyD | Street Furniture | Shelter | Cat Code | FST | Passenger Shelter | Sub CAT Code | PAS
HyD | Road | Cycle Track | Cat Code | RCT | Pavers | Sub CAT Code | PAV
HyD | Road | Carriageway | Cat Code | RCW | Pavers | Sub CAT Code | PAV
HyD | Road | Footway | Cat Code | RFW | Pavers | Sub CAT Code | PAV
HyD | Road | Traffic Island – Other | Cat Code | RIO | Pavers | Sub CAT Code | PAV
HyD | Road | Traffic Island – Refuge Island | Cat Code | RIR | Pavers | Sub CAT Code | PAV
HyD | Road | Run-in | Cat Code | RRI | Pavers | Sub CAT Code | PAV
HyD | Road | Side / Back Lane | Cat Code | RSB | Pavers | Sub CAT Code | PAV
HyD | Road | Other | Cat Code | RTH | Pavers | Sub CAT Code | PAV
HyD | Street Furniture | Traffic Sign | Cat Code | FTS | Pedestrian Directional Sign | Sub CAT Code | PDS
HyD | Lighting | Lamp Post (Type of pole) | Cat Code | LLP | Planted Galvanized Iron | Sub CAT Code | PGI
HyD | Temporary work | Excavation and Lateral Support | Cat Code | EXL | Pipe Pile | Sub CAT Code | PIP
HyD | Lighting | Control Cubicle | Cat Code | LCC | Public Lighting Control Cubicle (Hong Kong - Conventional Lighting) | Sub CAT Code | PLC
HyD | Lighting | Lamp Post (Type of pole) | Cat Code | LLP | Planted Mild Steel | Sub CAT Code | PMS
HyD | Lighting | Lamp Post (Type of pole) | Cat Code | LLP | Planted Octagon | Sub CAT Code | POC
HyD | Structure | Pedestrian Parapet | Cat Code | TPP | Pedestrian Parapet Type 2 | Sub CAT Code | PP2
HyD | Structure | Pedestrian Parapet | Cat Code | TPP | Pedestrian Parapet Type 3 | Sub CAT Code | PP3
HyD | Street Furniture | Foundation | Cat Code | FFO | Posting Boxes and Second Pouch Box | Sub CAT Code | PPB
HyD | Lighting | Foundation | Cat Code | LFO | Pole Socket Foundation | Sub CAT Code | PSF
HyD | Landscape | Tree Pit Planting | Cat Code | LTP | Plant-Tree | Sub CAT Code | PT_
HyD | Lighting | Lamp Post (Sub-type of lamps) | Cat Code | LLM | Post-Top Public Lighting Pole | Sub CAT Code | PTL
HyD | Street Furniture | Tactile Paving | Cat Code | FWS | Positional Tile / Slab / Block | Sub CAT Code | PTS
HyD | Lighting | Cable Duct | Cat Code | LCD | PVC Pipe | Sub CAT Code | PVC
HyD | Tunnel | Plastered Layers Type Wall Panel | Cat Code | UPL | Plastered Layers Type Wall Panels (PW) | Sub CAT Code | PW_
HyD | Street Furniture | Emergency Gate | Cat Code | FEG | Removable Concrete Barrier | Sub CAT Code | RBA
HyD | Road | Cycle Track | Cat Code | RCT | Rigid with Colour / Anti-skid Dressing | Sub CAT Code | RCA
HyD | Road | Carriageway | Cat Code | RCW | Rigid with Colour / Anti-skid Dressing | Sub CAT Code | RCA
HyD | Road | Side / Back Lane | Cat Code | RSB | Rigid with Colour / Anti-skid Dressing | Sub CAT Code | RCA
HyD | Drain | Storm water manhole Cover | Cat Code | SMC | Recessed Desilting | Sub CAT Code | RD_
HyD | Street Furniture | Emergency Telephone | Cat Code | FET | Roadside | Sub CAT Code | RDS
HyD | Drain | Foul water manhole Cover | Cat Code | FMC | Recessed Double Seal | Sub CAT Code | RDS
HyD | Structure | Noise Barrier | Cat Code | TNB | Reflective Panel | Sub CAT Code | REF
HyD | Structure | Noise Enclosure | Cat Code | TNE | Reflective Panel | Sub CAT Code | REF
HyD | Street Furniture | Road Marking | Cat Code | RMK | Regulatory | Sub CAT Code | REG
HyD | Street Furniture | Railing | Cat Code | FRA | Removable Railing | Sub CAT Code | REM
HyD | Drain | Gully Sump | Cat Code | SUM | Rectangle | Sub CAT Code | RET | The following Fields share the same Sub-CAT code: 1 - Retaining Wall on Slope (CEDD) 2 - Gully Sump - Rectangle (HyD)
HyD | Street Furniture | Bollard | Cat Code | FBL | Reflex for Traffic Bollard | Sub CAT Code | RF_
HyD | Road | Cycle Track | Cat Code | RCT | Rigid (without Colour / Anti-skid Dressing) | Sub CAT Code | RIG
HyD | Road | Carriageway | Cat Code | RCW | Rigid (without Colour / Anti-skid Dressing) | Sub CAT Code | RIG
HyD | Road | Footway | Cat Code | RFW | Rigid (without Colour / Anti-skid Dressing) | Sub CAT Code | RIG
HyD | Road | Traffic Island – Other | Cat Code | RIO | Rigid (without Colour / Anti-skid Dressing) | Sub CAT Code | RIG
HyD | Road | Traffic Island – Refuge Island | Cat Code | RIR | Rigid (without Colour / Anti-skid Dressing) | Sub CAT Code | RIG
HyD | Road | Run-in | Cat Code | RRI | Rigid (without Colour / Anti-skid Dressing) | Sub CAT Code | RIG
HyD | Road | Side / Back Lane | Cat Code | RSB | Rigid (without Colour / Anti-skid Dressing) | Sub CAT Code | RIG
HyD | Road | Other | Cat Code | RTH | Rigid (without Colour / Anti-skid Dressing) | Sub CAT Code | RIG
HyD | Slope | HyD Registered Slope | Cat Code | SRS | Rock Anchor | Sub CAT Code | ROA
HyD | Temporary work | Excavation and Lateral Support | Cat Code | EXL | Rock | Sub CAT Code | ROC
HyD | Structure | Bridge | Cat Code | TBR | Roof | Sub CAT Code | ROO
HyD | Structure | Cover to Walkway | Cat Code | TCW | Roof | Sub CAT Code | ROO
HyD | Structure | Footbridge | Cat Code | TFB | Roof | Sub CAT Code | ROO
HyD | Structure | Lift Tower | Cat Code | TLT | Roof | Sub CAT Code | ROO
HyD | Structure | Noise Barrier | Cat Code | TNB | Roof | Sub CAT Code | ROO
HyD | Structure | Noise Enclosure | Cat Code | TNE | Roof | Sub CAT Code | ROO
HyD | Structure | Subway | Cat Code | TSB | Roof | Sub CAT Code | ROO
HyD | Structure | Tram Shelter | Cat Code | TTS | Roof | Sub CAT Code | ROO
HyD | Structure | Underpass | Cat Code | TUP | Roof | Sub CAT Code | ROO
HyD | Structure | Bridge | Cat Code | TBR | Ramps or Staircases | Sub CAT Code | ROS
HyD | Structure | Culvert | Cat Code | TCU | Ramps or Staircases | Sub CAT Code | ROS
HyD | Structure | Deck of Nullah | Cat Code | TDN | Ramps or Staircases | Sub CAT Code | ROS
HyD | Structure | Footbridge | Cat Code | TFB | Ramps or Staircases | Sub CAT Code | ROS
HyD | Structure | Podium | Cat Code | TPD | Ramps or Staircases | Sub CAT Code | ROS
HyD | Structure | Subway | Cat Code | TSB | Ramps or Staircases | Sub CAT Code | ROS
HyD | Structure | Underpass | Cat Code | TUP | Ramps or Staircases | Sub CAT Code | ROS
HyD | Temporary work | Vehicle Crossing Over Trench Opening | Cat Code | EVT | Rigid Pavement | Sub CAT Code | RPN
HyD | Slope | HyD Registered Slope | Cat Code | SRS | All retaining walls supporting a slope or platform with a surface sloping at <15° - Retaining Wall Part | Sub CAT Code | RSR
HyD | Drain | Foul water manhole Cover | Cat Code | FMC | Recessed Single Seal | Sub CAT Code | RSS
HyD | Slope | HyD Registered Slope | Cat Code | SRS | All retaining walls supporting a slope or platform with a surface sloping at <15° - Slope Part | Sub CAT Code | RSS
HyD | Temporary work | Excavation and Lateral Support | Cat Code | EXL | Reproping Strut | Sub CAT Code | RST
HyD | Structure | Noise Barrier | Cat Code | TNB | Earth landscape mound and retaining structures | Sub CAT Code | RTS
HyD | Slope | HyD Unregistered Slope | Cat Code | SUS | Retaining wall | Sub CAT Code | RTW
HyD | Road | Kerbs | Cat Code | RKB | Rubber Kerb | Sub CAT Code | RUB
HyD | Lighting | Lamp Post (Sub-type of lamps) | Cat Code | LLM | Single Arm Public Lighting Pole | Sub CAT Code | SAL
HyD | Lighting | Lantern | Cat Code | LLA | Safety Sling | Sub CAT Code | SAS
HyD | Lighting | Lamp Post (Sub-type of lamps) | Cat Code | LLM | Single Arm Public Lighting Pole Under Bridge | Sub CAT Code | SAU
HyD | Street Furniture | Cable Draw pit | Cat Code | ECD | Single Concrete Draw Pit | Sub CAT Code | SCD
HyD | Lighting | Lamp Post (Type of pole) | Cat Code | LLP | Sectional Conical | Sub CAT Code | SCO
HyD | Street Furniture | Fire Hydrant | Cat Code | FS_ | Street Fire Hydrant | Sub CAT Code | SFH
HyD | Structure | Noise Enclosure | Cat Code | TNE | Frame (Structural Framing) | Sub CAT Code | SFM
HyD | Street Furniture | Bollard | Cat Code | FBL | Short GMS Bollard | Sub CAT Code | SGB
HyD | Lighting | Control Cubicle | Cat Code | LCC | Standard Ground Mounted Public Lighting Control Cubicle (Mainland - Conventional Lighting) | Sub CAT Code | SGM
HyD | Lighting | Lamp Post (Type of pole) | Cat Code | LLP | Short Column | Sub CAT Code | SHC
HyD | Temporary work | Excavation and Lateral Support | Cat Code | EXL | Sheet Pile | Sub CAT Code | SHP
HyD | Landscape | Toe Wall Planter | Cat Code | LTW | Shotcreted Slope | Sub CAT Code | SHS
HyD | Temporary work | Hoarding | Cat Code | EHO | Site Hoardings | Sub CAT Code | SIT
HyD | Tunnel | Tunnel Internal Structure | Cat Code | TIS | Road slab | Sub CAT Code | SLA
HyD | Drain | Foul water manhole Cover | Cat Code | FMC | Double Seal Terminal Manhole | Sub CAT Code | SLH
HyD | Street Furniture | Street Name Plate | Cat Code | FNP | Self Mount | Sub CAT Code | SM_
HyD | Structure | Bridge | Cat Code | TBR | Soffit | Sub CAT Code | SOF
HyD | Structure | Culvert | Cat Code | TCU | Soffit | Sub CAT Code | SOF
HyD | Structure | Cover to Walkway | Cat Code | TCW | Soffit | Sub CAT Code | SOF
HyD | Structure | Deck of Nullah | Cat Code | TDN | Soffit | Sub CAT Code | SOF
HyD | Structure | Footbridge | Cat Code | TFB | Soffit | Sub CAT Code | SOF
HyD | Structure | Lift Tower | Cat Code | TLT | Soffit | Sub CAT Code | SOF
HyD | Structure | Noise Enclosure | Cat Code | TNE | Soffit | Sub CAT Code | SOF
HyD | Structure | Podium | Cat Code | TPD | Soffit | Sub CAT Code | SOF
HyD | Structure | Subway | Cat Code | TSB | Soffit | Sub CAT Code | SOF
HyD | Structure | Underpass | Cat Code | TUP | Soffit | Sub CAT Code | SOF
HyD | Temporary work | Excavation and Lateral Support | Cat Code | EXL | Soil | Sub CAT Code | SOI
HyD | Structure | Subway | Cat Code | TSB | Standard Subway Concrete Pump House | Sub CAT Code | SPH
HyD | Lighting | Lamp Post (Sub-type of lamps) | Cat Code | LLM | Soffit Public Lighting | Sub CAT Code | SPL
HyD | Drain | Gully Sump | Cat Code | SUM | Square | Sub CAT Code | SQU
HyD | Street Furniture | Chainage Marker | Cat Code | FCM | Strategic Route Chainage | Sub CAT Code | SRC
HyD | Landscape | Dwarf Walls | Cat Code | LDW | Stone-Slope Wall | Sub CAT Code | SSL
HyD | Lighting | Lamp Post (Sub-type of lamps) | Cat Code | LLM | Stagger Public Lighting Pole | Sub CAT Code | STL
HyD | Drain | Culvert Marker | Cat Code | DCM | Stone Marker | Sub CAT Code | STM
HyD | Temporary work | Excavation and Lateral Support | Cat Code | EXL | Strut | Sub CAT Code | STT
HyD | Landscape | Dwarf Walls | Cat Code | LDW | Stone-Vertical Wall | Sub CAT Code | SVE
HyD | Structure | Vehicle Parapets | Cat Code | TVP | Steel Vehicle Parapet | Sub CAT Code | SVP
HyD | Landscape | Tree Pit Planting | Cat Code | LTP | Stonewall Tree | Sub CAT Code | SWT
HyD | Street Furniture | Barrier Fences | Cat Code | FBF | Thrie Beam Barrier | Sub CAT Code | TBB
HyD | Tunnel | Tunnel Internal Structure | Cat Code | TIS | Concrete cover | Sub CAT Code | TCR
HyD | Temporary work | Barrier Fence | Cat Code | EBF | Temporary Barrier | Sub CAT Code | TEM
HyD | Lighting | Connector | Cat Code | LCO | Termination Point | Sub CAT Code | TEP
HyD | Tunnel | Tunnel Internal Structure | Cat Code | TIS | Geotextile | Sub CAT Code | TGE
HyD | Temporary work | Excavation and Lateral Support | Cat Code | EXL | Tie Beam | Sub CAT Code | TIB
HyD | Tunnel | Tunnel Internal Structure | Cat Code | TIS | Lining Footing | Sub CAT Code | TLF
HyD | Tunnel | Tunnel Internal Structure | Cat Code | TIS | Lining Kicker | Sub CAT Code | TLK
HyD | Street Furniture | Traffic Light Signal | Cat Code | FTL | Traffic Signal Post | Sub CAT Code | TLP
HyD | Landscape | Tree Pit Planting | Cat Code | LTP | Tree in Tree Monitoring List | Sub CAT Code | TML
HyD | Structure | Bridge | Cat Code | TBR | Tower or Cable | Sub CAT Code | TOC
HyD | Structure | Footbridge | Cat Code | TFB | Tower or Cable | Sub CAT Code | TOC
HyD | Street Furniture | Barrier Fences | Cat Code | FBF | Traffic Cylinder | Sub CAT Code | TRC
HyD | Road | Road Joint | Cat Code | RRJ | Transverse Joint | Sub CAT Code | TRJ
HyD | Temporary work | Hoarding | Cat Code | EHO | Site Hoardings with Transparent Panels | Sub CAT Code | TRP
HyD | Lighting | Connector | Cat Code | LCO | Tram Shelter | Sub CAT Code | TRS
HyD | Street Furniture | Traffic Sign | Cat Code | FTS | Traffic Sign Pole | Sub CAT Code | TS_
HyD | Street Furniture | Traffic Light Signal | Cat Code | FTL | Foundation and Mini-drawpit for Traffic Signal Pole | Sub CAT Code | TSF
HyD | Street Furniture | Traffic Sign | Cat Code | FTS | Traffic Sign Plate | Sub CAT Code | TSP
HyD | Landscape | Dwarf Walls | Cat Code | LDW | Tile Surface | Sub CAT Code | TSU
HyD | Street Furniture | Traffic Sign | Cat Code | FTS | Traffic Sign Plate(without facing director) | Sub CAT Code | TSW
HyD | Landscape | Tree Pit Planting | Cat Code | LTP | Tree Tie | Sub CAT Code | TTI
HyD | Street Furniture | Railing | Cat Code | FRA | Tubular Railing | Sub CAT Code | TUB
HyD | Street Furniture | Chainage Marker | Cat Code | FCM | Tunnel Chainage | Sub CAT Code | TUC
HyD | Lighting | Structure Lighting | Cat Code | LSL | Tubular Light | Sub CAT Code | TUL
HyD | Street Furniture | Bollard | Cat Code | FBL | Self-erective Tubular Marker on Cycle Track | Sub CAT Code | TUM
HyD | Street Furniture | Traffic Sign | Cat Code | FTS | Tunnel Sign | Sub CAT Code | TUN
HyD | Tunnel | Tunnel Internal Structure | Cat Code | TIS | OHVD (Over Height Vehicle Detector) | Sub CAT Code | TVD
HyD | Tunnel | Tunnel Internal Structure | Cat Code | TIS | Waterproofing | Sub CAT Code | TWA
HyD | Street Furniture | Cable Draw pit | Cat Code | ECD | Twin Concrete Draw | Sub CAT Code | TWD
HyD | Street Furniture | Barrier Fences | Cat Code | FBF | Untensioned Corrugated Beam Barrier | Sub CAT Code | UCB
HyD | Lighting | Cable Duct | Cat Code | LCD | Unknown | Sub CAT Code | UKN
HyD | Lighting | Structure Lighting | Cat Code | LSL | Underpass Light | Sub CAT Code | UNL
HyD | Road | Other | Cat Code | RTH | Utility Enclosure | Sub CAT Code | UTE
HyD | Street Furniture | Survey Markers | Cat Code | FSM | Pin for Vertical Control | Sub CAT Code | VCP
HyD | Street Furniture | Survey Markers | Cat Code | FSM | Staple for Vertical Control | Sub CAT Code | VCS
HyD | Landscape | Vegetation | Cat Code | LVG | Vegetation | Sub CAT Code | VEG
HyD | Street Furniture | Traffic Sign | Cat Code | FTS | Visitor Sign | Sub CAT Code | VS_
HyD | Structure | Bridge | Cat Code | TBR | Wall | Sub CAT Code | WAL
HyD | Structure | Culvert | Cat Code | TCU | Wall | Sub CAT Code | WAL
HyD | Structure | Footbridge | Cat Code | TFB | Wall | Sub CAT Code | WAL
HyD | Structure | Lift Tower | Cat Code | TLT | Wall | Sub CAT Code | WAL
HyD | Structure | Noise Enclosure | Cat Code | TNE | Wall | Sub CAT Code | WAL
HyD | Structure | Podium | Cat Code | TPD | Wall | Sub CAT Code | WAL
HyD | Structure | Subway | Cat Code | TSB | Wall | Sub CAT Code | WAL
HyD | Structure | Underpass | Cat Code | TUP | Wall | Sub CAT Code | WAL
HyD | Lighting | Control Cubicle | Cat Code | LCC | Wall Mounted Public Lighting Control Cubicle | Sub CAT Code | WAM
HyD | Street Furniture | Road Marking | Cat Code | RMK | Warning | Sub CAT Code | WAR
HyD | Lighting | Lamp Post (Type of pole) | Cat Code | LLP | Welded Galvanized Iron | Sub CAT Code | WGI
HyD | Landscape | Dwarf Walls | Cat Code | LDW | Washed Granolithic Surface | Sub CAT Code | WGR
HyD | Temporary work | Excavation and Lateral Support | Cat Code | EXL | Waling | Sub CAT Code | WLG
HyD | Street Furniture | Street Name Plate | Cat Code | FNP | Wall Mount | Sub CAT Code | WM_
HyD | Lighting | Lamp Post (Sub-type of lamps) | Cat Code | LLM | Wall Mounted Public Lighting | Sub CAT Code | WML
HyD | Lighting | Lamp Post (Type of pole) | Cat Code | LLP | Welded Mild Steel | Sub CAT Code | WMS
Syntegrate Limited | No classification |  |  |  | Special Manhole Type S01 | Sub CAT Code | S01 |  | Yes
WSD | Fire Services | Automatic Actuating Device | Cat Code | AAD |  | Sub CAT Code | ___
WSD | Architecture | Basic Structural Beams | Cat Code | ABS |  | Sub CAT Code | ___
WSD | Bridge | Bridge Abutment | Cat Code | ABT |  | Sub CAT Code | ___
WSD | Architecture | Basic Structural Column | Cat Code | ACL |  | Sub CAT Code | ___
WSD | Air Conditioning | Return Air Duct | Cat Code | ADR |  | Sub CAT Code | ___
WSD | Fire Services | Fire Alarm System, Gongs and Break Glass Unit | Cat Code | AFA |  | Sub CAT Code | ___
WSD | Air Conditioning | Air Handing Unit | Cat Code | AHU |  | Sub CAT Code | ___
WSD | Air Conditioning | Diffuser, Air Grille, Air Filter | Cat Code | AIR |  | Sub CAT Code | ___
WSD | Site | Alluvium | Cat Code | ALL |  | Sub CAT Code | ___
WSD | Mainlaying-Other Civil Works | Ancillary Products for Coverings and claddings | Cat Code | APC |  | Sub CAT Code | ___
WSD | Air Conditioning | Duct Access Panel | Cat Code | APN |  | Sub CAT Code | ___
WSD | Mainlaying-Valve | Air Valve | Cat Code | ARV |  | Sub CAT Code | ___
WSD | Site | Artificial Slope | Cat Code | ASL |  | Sub CAT Code | ___
WSD | Architecture | Stair, Steps | Cat Code | AST |  | Sub CAT Code | ___
WSD | Electrical | Audio/Visual Advisory System | Cat Code | AVS |  | Sub CAT Code | ___
WSD | Architecture | Basic Structural Wall | Cat Code | AWL |  | Sub CAT Code | ___
WSD | Bridge | Bridge Bearing | Cat Code | BBG |  | Sub CAT Code | ___
WSD | Mainlaying-Valve | Butterfly Valve | Cat Code | BFV |  | Sub CAT Code | ___
WSD | Bridge | Bridge Joint | Cat Code | BJT |  | Sub CAT Code | ___
WSD | Mainlaying-Fitting | Bellmouth | Cat Code | BLM |  | Sub CAT Code | ___
WSD | Plumbing | Electric Boiler | Cat Code | BLR |  | Sub CAT Code | ___
WSD | Mainlaying-Valve | Ball Valve | Cat Code | BLV |  | Sub CAT Code | ___
WSD | Architecture | Building Movement Joint | Cat Code | BMJ |  | Sub CAT Code | ___
WSD | Architecture | Building Massing Model | Cat Code | BMM |  | Sub CAT Code | ___
WSD | Site | Bollard | Cat Code | BOL |  | Sub CAT Code | ___
WSD | Structural | Bracing | Cat Code | BRA |  | Sub CAT Code | ___
WSD | Bridge | Bridge Foundation | Cat Code | BRF |  | Sub CAT Code | ___
WSD | Bridge | Bridge Railing | Cat Code | BRL |  | Sub CAT Code | ___
WSD | Marine Works | Breakwater | Cat Code | BRW |  | Sub CAT Code | ___
WSD | Electrical | Cable Tray, Cable Containment, Power Feed | Cat Code | CAB |  | Sub CAT Code | ___
WSD | Plumbing | Calorifer | Cat Code | CAL |  | Sub CAT Code | ___
WSD | Electrical | Concealed and Cast-in Place Conduit | Cat Code | CCC |  | Sub CAT Code | ___
WSD | Air Conditioning | Chiller Plant Unit | Cat Code | CHL |  | Sub CAT Code | ___
WSD | Mainlaying-Valve | Check Valve | Cat Code | CKV |  | Sub CAT Code | ___
WSD | Architecture | Precast Facade, Cladding | Cat Code | CLD |  | Sub CAT Code | ___
WSD | Architecture | Ceiling (Exterior) | Cat Code | CLE |  | Sub CAT Code | ___
WSD | Architecture | Ceiling (Interior) | Cat Code | CLI |  | Sub CAT Code | ___
WSD | Air Conditioning | Cooling Tower | Cat Code | COT |  | Sub CAT Code | ___
WSD | Bridge | Concrete Parapet | Cat Code | CPT |  | Sub CAT Code | ___
WSD | Air Conditioning | Chiller Water Supply Pipe | Cat Code | CSS |  | Sub CAT Code | ___
WSD | Architecture | Curtain Wall, (Including shading devices) | Cat Code | CTM |  | Sub CAT Code | ___
WSD | Communications and Security | CCTV System (including CCTV Cameras, Control and Monitoring Equipment) | Cat Code | CTV |  | Sub CAT Code | ___
WSD | Site | Box Culvert | Cat Code | CUL |  | Sub CAT Code | ___
WSD | Site | Colluvium | Cat Code | CUM |  | Sub CAT Code | ___
WSD | Air Conditioning | Chiller Water Return Pipe | Cat Code | CWR |  | Sub CAT Code | ___
WSD | Air Conditioning | Damper | Cat Code | DAM |  | Sub CAT Code | ___
WSD | Bridge | Bridge Deck | Cat Code | DCK |  | Sub CAT Code | ___
WSD | Fire Services | Dust Detection System | Cat Code | DDS |  | Sub CAT Code | ___
WSD | Bridge-Other Civil Works | Drawpit and Earthing Pit | Cat Code | DEP |  | Sub CAT Code | ___
WSD | Fire Services | Drencher System | Cat Code | DRS |  | Sub CAT Code | ___
WSD | Drainage and Sewerage | Valve (Gate Valve, Non-return Valve, etc.) | Cat Code | DVL |  | Sub CAT Code | ___
WSD | Structural | Diaphragm Wall. Retaining Wall | Cat Code | DWL |  | Sub CAT Code | ___
WSD | Air Conditioning | Exhaust (Extract) Air Duct | Cat Code | EAD |  | Sub CAT Code | ___
WSD | Electrical | Earthing and Lightning System (including Terminal/Tape/Earthing devices, etc.) | Cat Code | EAT |  | Sub CAT Code | ___
WSD | Underground Utility | Electrical Line | Cat Code | ELE |  | Sub CAT Code | ___
WSD | Structural | Excavation,Lateral Stability System (Vertical/Lateral Support) | Cat Code | ELL |  | Sub CAT Code | ___
WSD | Electrical | Emergency Lighting | Cat Code | EML |  | Sub CAT Code | ___
WSD | Electrical | Emergency Power Point | Cat Code | EMP |  | Sub CAT Code | ___
WSD | Lifts and Escalators | Moving Walkway | Cat Code | EMS |  | Sub CAT Code | ___
WSD | Lifts and Escalators | Escalator | Cat Code | ESC |  | Sub CAT Code | ___
WSD | Architecture | Elevator Shaft Space | Cat Code | ESS |  | Sub CAT Code | ___
WSD | Electrical | Earth Tap, Well Joint, Earth Bar, Earth Pits | Cat Code | ETB |  | Sub CAT Code | ___
WSD | Electrical | Generator Exhaust Flue including Acoustic Treatment | Cat Code | EXH |  | Sub CAT Code | ___
WSD | Electrical | Exit Sign | Cat Code | EXI |  | Sub CAT Code | ___
WSD | Fire Services | Fixed Automatically Operated Approved Appliance | Cat Code | FAA |  | Sub CAT Code | ___
WSD | Air Conditioning | Fresh Air Duct | Cat Code | FAD |  | Sub CAT Code | ___
WSD | Air Conditioning | Fan | Cat Code | FAN |  | Sub CAT Code | ___
WSD | Fire Services | Fire Alarm Control Panel | Cat Code | FCP |  | Sub CAT Code | ___
WSD | Air Conditioning | Fan Coil Unit | Cat Code | FCU |  | Sub CAT Code | ___
WSD | Air Conditioning | Fire Damper | Cat Code | FDP |  | Sub CAT Code | ___
WSD | Fire Services | Flame Detector | Cat Code | FDR |  | Sub CAT Code | ___
WSD | Fire Services | Fire Extinguishers | Cat Code | FER |  | Sub CAT Code | ___
WSD | Site | Security Fence – Concrete Wall | Cat Code | FEW |  | Sub CAT Code | ___
WSD | Architecture | Furniture, Fixtures and Fittings (including desks, workstations, casework, cabinets, appliances, loose equipment) | Cat Code | FFF |  | Sub CAT Code | ___
WSD | Fire Services | Fire Hydrant and Hose Reel System | Cat Code | FHR |  | Sub CAT Code | ___
WSD | Mainlaying-Fitting | Fire Hydrant | Cat Code | FHT |  | Sub CAT Code | ___
WSD | Drainage and Sewerage | Floor Drain | Cat Code | FLD |  | Sub CAT Code | ___
WSD | Site | Fill | Cat Code | FLL |  | Sub CAT Code | ___
WSD | Underground Utility | Flushing Water Main | Cat Code | FLM |  | Sub CAT Code | ___
WSD | Plumbing | Flushing Water Piping | Cat Code | FLW |  | Sub CAT Code | ___
WSD | Site | Flow Measuring Instrument and Controls | Cat Code | FMI |  | Sub CAT Code | ___
WSD | Mainlaying-Meter | Flowmeters | Cat Code | FOM |  | Sub CAT Code | ___
WSD | Architecture | Feature Roof, Sloped Roof Covering System | Cat Code | FOO |  | Sub CAT Code | ___
WSD | Fire Services | Fire Service Tank | Cat Code | FSK |  | Sub CAT Code | ___
WSD | Fire Services | Fire Service Water Pump | Cat Code | FSP |  | Sub CAT Code | ___
WSD | Mainlaying-Valve | Float Valve | Cat Code | FTV |  | Sub CAT Code | ___
WSD | Electrical | Diesel Tank & Fuel Pipes for Emergency Generator | Cat Code | FUL |  | Sub CAT Code | ___
WSD | Underground Utility | Fresh Water Main | Cat Code | FWM |  | Sub CAT Code | ___
WSD | Plumbing | Fresh Water Piping | Cat Code | FWP |  | Sub CAT Code | ___
WSD | Plumbing | Gas Piping | Cat Code | GAS |  | Sub CAT Code | ___
WSD | Air Conditioning | Gas Detection System | Cat Code | GDS |  | Sub CAT Code | ___
WSD | Site | Geological Model | Cat Code | GEM |  | Sub CAT Code | ___
WSD | Electrical | Generator or Emergency Generator | Cat Code | GEN |  | Sub CAT Code | ___
WSD | Air Conditioning | Gas Extraction System (including Fan, Ductworks, Damper) | Cat Code | GES |  | Sub CAT Code | ___
WSD | Drainage and Sewerage | Gully, Sealed Trapped Gully, Clean Outs and Vent | Cat Code | GLY |  | Sub CAT Code | ___
WSD | Underground Utility | Gas Supply Main, Piping | Cat Code | GSP |  | Sub CAT Code | ___
WSD | Drainage and Sewerage | Grease Trap | Cat Code | GTR |  | Sub CAT Code | ___
WSD | Mainlaying-Valve | Gate/Sluice Valve | Cat Code | GTV |  | Sub CAT Code | ___
WSD | Underground Utility | Grey Water Main | Cat Code | GWM |  | Sub CAT Code | ___
WSD | Air Conditioning | Hanger for Air Ductwork | Cat Code | HAD |  | Sub CAT Code | ___
WSD | Site | Completely and highly decomposed granite | Cat Code | HDG |  | Sub CAT Code | ___
WSD | Fire Services | Heat Detector | Cat Code | HDR |  | Sub CAT Code | ___
WSD | Mainlaying-Other Civil Works | Information Display Specialties | Cat Code | IDS |  | Sub CAT Code | ___
WSD | Mainlaying-Other Civil Works | Information Signs | Cat Code | IFS |  | Sub CAT Code | ___
WSD | Architecture | Internal Landscape (hardware only) | Cat Code | ILA |  | Sub CAT Code | ___
WSD | Air Conditioning | Insulation | Cat Code | INS |  | Sub CAT Code | ___
WSD | Mainlaying-Fitting | Inspection Tee | Cat Code | IST |  | Sub CAT Code | ___
WSD | Communications and Security | Computer Racking, Servers, etc. | Cat Code | ITE |  | Sub CAT Code | ___
WSD | Architecture | Interior Wall/Partition/Non-structural Wall | Cat Code | IWL |  | Sub CAT Code | ___
WSD | Structural | Joint Fillers | Cat Code | JFS |  | Sub CAT Code | ___
WSD | Marine Works | Pier, Jetty | Cat Code | JTY |  | Sub CAT Code | ___
WSD | Site | Kiosk | Cat Code | KOS |  | Sub CAT Code | ___
WSD | Drainage and Sewerage | Kitchen Waste Pipe Work including Floor Drain, Open Trapped | Cat Code | KWP |  | Sub CAT Code | ___
WSD | Architecture | Access Ladders, Catwalk, Maintenance Platform | Cat Code | LAD |  | Sub CAT Code | ___
WSD | Lifts and Escalators | Lift | Cat Code | LFT |  | Sub CAT Code | ___
WSD | Electrical | Light Fitting | Cat Code | LGD |  | Sub CAT Code | ___
WSD | Underground Utility | Lighting along Road | Cat Code | LGT |  | Sub CAT Code | ___
WSD | Lifts and Escalators | Elevator System(By Lift Supplier) | Cat Code | LIF |  | Sub CAT Code | ___
WSD | Site | Marine Deposit | Cat Code | MAD |  | Sub CAT Code | ___
WSD | Mechanical | Agitator | Cat Code | MAG |  | Sub CAT Code | ___
WSD | Mechanical | Blower | Cat Code | MBL |  | Sub CAT Code | ___
WSD | Mechanical | Crane | Cat Code | MCR |  | Sub CAT Code | ___
WSD | Structural | Mechanical Fasteners | Cat Code | MEF |  | Sub CAT Code | ___
WSD | Mechanical | Engine | Cat Code | MEN |  | Sub CAT Code | ___
WSD | Electrical | Electric Meter | Cat Code | MET |  | Sub CAT Code | ___
WSD | Mechanical | Feeder | Cat Code | MFE |  | Sub CAT Code | ___
WSD | Mechanical | Filter | Cat Code | MFI |  | Sub CAT Code | ___
WSD | Mainlaying-Cover | Manhole/Valve Cover | Cat Code | MHC |  | Sub CAT Code | ___
WSD | Mechanical | Hoist | Cat Code | MHO |  | Sub CAT Code | ___
WSD | Structural | Monolithic Stairs, Precast Stairs | Cat Code | MPS |  | Sub CAT Code | ___
WSD | Drainage and Sewerage | Manhole, Terminal Manhole | Cat Code | MTM |  | Sub CAT Code | ___
WSD | Mainlaying-Valve | Non-return Valve | Cat Code | NRV |  | Sub CAT Code | ___
WSD | Site | Noise Barrier | Cat Code | NSB |  | Sub CAT Code | ___
WSD | Site | Natural Slope | Cat Code | NSL |  | Sub CAT Code | ___
WSD | Site | Nullah | Cat Code | NUL |  | Sub CAT Code | ___
WSD | Underground Utility | Other Water Supply Main | Cat Code | OWM |  | Sub CAT Code | ___
WSD | Fire Services | Portable Hand-operated Approved Appliance | Cat Code | PAA |  | Sub CAT Code | ___
WSD | Electrical | Panel Board, Motor Control Centre | Cat Code | PAN |  | Sub CAT Code | ___
WSD | Mainlaying-Fitting | Pipe Adapter | Cat Code | PAR |  | Sub CAT Code | ___
WSD | Site | Pavement (Carriageway, Footpath, Cycle Track) | Cat Code | PAV |  | Sub CAT Code | ___
WSD | Bridge | Precast Bridge Segment | Cat Code | PBS |  | Sub CAT Code | ___
WSD | Mainlaying-Fitting | Pipe Coupling | Cat Code | PCG |  | Sub CAT Code | ___
WSD | Mainlaying-Other Civil Works | Precast Modules | Cat Code | PCM |  | Sub CAT Code | ___
WSD | Underground Utility | Communication Pit and Duct | Cat Code | PCO |  | Sub CAT Code | ___
WSD | Mainlaying-Fitting | Pipe Cap/Blank Flange | Cat Code | PCP |  | Sub CAT Code | ___
WSD | Communications and Security | Personal Computer Equipment | Cat Code | PCR |  | Sub CAT Code | ___
WSD | Mainlaying-Fitting | Pipe Expansion Joint | Cat Code | PEJ |  | Sub CAT Code | ___
WSD | Mainlaying-Fitting | Pipe Flange | Cat Code | PFE |  | Sub CAT Code | ___
WSD | Underground Utility | Pillar Box | Cat Code | PIB |  | Sub CAT Code | ___
WSD | Bridge | Bridge Column/Pier | Cat Code | PIR |  | Sub CAT Code | ___
WSD | Drainage and Sewerage | Sump or Sewage Pit | Cat Code | PIT |  | Sub CAT Code | ___
WSD | Plumbing | Pump | Cat Code | PMP |  | Sub CAT Code | ___
WSD | Mainlaying-Valve | Pressure Reducing Valve | Cat Code | PRV |  | Sub CAT Code | ___
WSD | Underground Utility | Telecommunication Pit and Duct | Cat Code | PTE |  | Sub CAT Code | ___
WSD | Site | Planter | Cat Code | PTR |  | Sub CAT Code | ___
WSD | Mainlaying-Other Civil Works | Pipe Trough, Pipe Tunnel/Culvert | Cat Code | PTT |  | Sub CAT Code | ___
WSD | Drainage and Sewerage | Pump | Cat Code | PUP |  | Sub CAT Code | ___
WSD | Plumbing | Pressure Vessel | Cat Code | PVL |  | Sub CAT Code | ___
WSD | Site | Profile Barrier, Parapet, Kerb, Traffic Island | Cat Code | RBA |  | Sub CAT Code | ___
WSD | Bridge-Other Civil Works | Crash Barriers | Cat Code | RBF |  | Sub CAT Code | ___
WSD | Air Conditioning | Refrigerant Condensing Units | Cat Code | RCU |  | Sub CAT Code | ___
WSD | Structural | Rebar | Cat Code | REB |  | Sub CAT Code | ___
WSD | Site | Retaining Wall | Cat Code | RET |  | Sub CAT Code | ___
WSD | Bridge-Other Civil Works | Road Markings | Cat Code | RMG |  | Sub CAT Code | ___
WSD | Architecture | Roof Ventilator | Cat Code | RVT |  | Sub CAT Code | ___
WSD | Drainage and Sewerage | Surface Channel, Slot Channel, External Drainage | Cat Code | RWC |  | Sub CAT Code | ___
WSD | Underground Utility | Raw Water Main | Cat Code | RWM |  | Sub CAT Code | ___
WSD | Drainage and Sewerage | Rainwater Outlet | Cat Code | RWO |  | Sub CAT Code | ___
WSD | Drainage and Sewerage | Rainwater, Storm Water Pipe, Storm Drain | Cat Code | RWP |  | Sub CAT Code | ___
WSD | Air Conditioning | Split System Air Conditioning Unit | Cat Code | SAC |  | Sub CAT Code | ___
WSD | Air Conditioning | Supply Air Duct | Cat Code | SAD |  | Sub CAT Code | ___
WSD | Drainage and Sewerage | Waste Water French Drains (Soakaways) | Cat Code | SAW |  | Sub CAT Code | ___
WSD | Site | Seabed | Cat Code | SBD |  | Sub CAT Code | ___
WSD | Site | Barrier | Cat Code | SBR |  | Sub CAT Code | ___
WSD | Architecture | Sheets, Boards, and Slabs (including Anti-burglar Gratings) | Cat Code | SBS |  | Sub CAT Code | ___
WSD | Electrical | SCADA System Senor, Control Panels | Cat Code | SCA |  | Sub CAT Code | ___
WSD | Fire Services | Smoke Detector | Cat Code | SDR |  | Sub CAT Code | ___
WSD | Marine Works | Seawall | Cat Code | SEA |  | Sub CAT Code | ___
WSD | Air Conditioning | Smoke Extraction System | Cat Code | SED |  | Sub CAT Code | ___
WSD | Structural | Foundation (Tie/Ground Beam) | Cat Code | SFB |  | Sub CAT Code | ___
WSD | Structural | Foundation (Footing) | Cat Code | SFF |  | Sub CAT Code | ___
WSD | Fire Services | Street Fire Hydrant System | Cat Code | SFH |  | Sub CAT Code | ___
WSD | Site | Signage | Cat Code | SGN |  | Sub CAT Code | ___
WSD | Electrical | Switchgear | Cat Code | SGR |  | Sub CAT Code | ___
WSD | Underground Utility | Gully | Cat Code | SGU |  | Sub CAT Code | ___
WSD | Fire Services | Fire Detection System, Heat or Smoke Detectors | Cat Code | SHD |  | Sub CAT Code | ___
WSD | Architecture | Skylight | Cat Code | SKY |  | Sub CAT Code | ___
WSD | Structural | Floor, Slab | Cat Code | SLA |  | Sub CAT Code | ___
WSD | Bridge | Steel Parapet | Cat Code | SLP |  | Sub CAT Code | ___
WSD | Drainage and Sewerage | Submersible Sump Pump | Cat Code | SMP |  | Sub CAT Code | ___
WSD | Structural | Ramp, Roof | Cat Code | SMR |  | Sub CAT Code | ___
WSD | Architecture | Smoke Vent | Cat Code | SMV |  | Sub CAT Code | ___
WSD | Plumbing | Sink, Washbasin | Cat Code | SNK |  | Sub CAT Code | ___
WSD | Mainlaying-Fitting | Strainers | Cat Code | SNR |  | Sub CAT Code | ___
WSD | Architecture | Room Space, Corridor, Plant & Equipment Room | Cat Code | SPA |  | Sub CAT Code | ___
WSD | Fire Services | Sprinkler Head | Cat Code | SPD |  | Sub CAT Code | ___
WSD | Fire Services | Sprinkler Pump | Cat Code | SPP |  | Sub CAT Code | ___
WSD | Fire Services | Sprinkler Pipe Work | Cat Code | SPR |  | Sub CAT Code | ___
WSD | Fire Services | Sprinkler Supply Tank | Cat Code | SPT |  | Sub CAT Code | ___
WSD | Fire Services | Sprinkler Valve and Flow Switch | Cat Code | SPV |  | Sub CAT Code | ___
WSD | Structural | Structural Steel Roof | Cat Code | SSR |  | Sub CAT Code | ___
WSD | Bridge-Other Civil Works | Secure Storage Structures and Products | Cat Code | SSS |  | Sub CAT Code | ___
WSD | Bridge | Steel Bridge Segment | Cat Code | STB |  | Sub CAT Code | ___
WSD | Electrical | Service Trench for Fuel Pipe of Generator System | Cat Code | STC |  | Sub CAT Code | ___
WSD | Structural | Structural Steel Wall | Cat Code | STS |  | Sub CAT Code | ___
WSD | Drainage and Sewerage | Septic Tanks | Cat Code | STT |  | Sub CAT Code | ___
WSD | Site | Massing Model of Adjacent Areas or Surrounding Buildings | Cat Code | SUR |  | Sub CAT Code | ___
WSD | Structural | Structural Wall | Cat Code | SWL |  | Sub CAT Code | ___
WSD | Drainage and Sewerage | Sewerage Pipe, Foul Sewer Drain | Cat Code | SWP |  | Sub CAT Code | ___
WSD | Electrical | Outlet, Panel, Wall Switch, Circuiting to Device, Security Device, Card Access and“Plug Mould”(Socket Point), Lighting Switch, Power Socket | Cat Code | SWT |  | Sub CAT Code | ___
WSD | Air Conditioning | Transfer Air Duct | Cat Code | TAD |  | Sub CAT Code | ___
WSD | Plumbing | Tap, Faucet | Cat Code | TAP |  | Sub CAT Code | ___
WSD | Communications and Security | Telecommunication Equipment | Cat Code | TEL |  | Sub CAT Code | ___
WSD | Site | Topography (Existing Site and Surrounding Land Use) | Cat Code | TES |  | Sub CAT Code | ___
WSD | Underground Utility | Gravity Foul/Sewerage/Manholes/Pipes | Cat Code | TMG |  | Sub CAT Code | ___
WSD | Underground Utility | Other Connection Point, Manhole, Inspection Pit | Cat Code | TMH |  | Sub CAT Code | ___
WSD | Underground Utility | Pressurised Foul/Sewerage Pipes | Cat Code | TMP |  | Sub CAT Code | ___
WSD | Mainlaying-Fitting | Taper | Cat Code | TPR |  | Sub CAT Code | ___
WSD | Electrical | Trunking, Bus Duct, Busbar, Busway | Cat Code | TRK |  | Sub CAT Code | ___
WSD | Structural | Transfer Structure (Transfer Plate,Truss) | Cat Code | TRS |  | Sub CAT Code | ___
WSD | Site | Topography (Site Formation) | Cat Code | TSF |  | Sub CAT Code | ___
WSD | Structural | Tunnel Structure (Tunnel Box, Subway, Utilities Tunnel) | Cat Code | TUN |  | Sub CAT Code | ___
WSD | Electrical | Underground Cable Trench for LV/HV Transformer Room/Switch Room | Cat Code | UCT |  | Sub CAT Code | ___
WSD | Electrical | Uninterrupted Power Supply (UPS) System, Switchboard, Battery | Cat Code | UPS |  | Sub CAT Code | ___
WSD | Underground Utility | Telecommunication System | Cat Code | UTL |  | Sub CAT Code | ___
WSD | Air Conditioning | Ventilation/Air Conditioning Control System for FSD | Cat Code | VAI |  | Sub CAT Code | ___
WSD | Mainlaying-Fitting | Valve Actuator | Cat Code | VAR |  | Sub CAT Code | ___
WSD | Air Conditioning | Variable Control Damper | Cat Code | VCD |  | Sub CAT Code | ___
WSD | Plumbing | Valve | Cat Code | VLV |  | Sub CAT Code | ___
WSD | Air Conditioning | Variable Refrigerant Volume Unit | Cat Code | VRV |  | Sub CAT Code | ___
WSD | Drainage and Sewerage | Vent Pipe | Cat Code | VTP |  | Sub CAT Code | ___
WSD | Plumbing | Water Storage Tank | Cat Code | WAT |  | Sub CAT Code | ___
WSD | Drainage and Sewerage | Toilet Fixture | Cat Code | WCS |  | Sub CAT Code | ___
WSD | Plumbing | Water Meter | Cat Code | WMT |  | Sub CAT Code | ___
WSD | Mainlaying-Water Main | Fresh Water Main | Cat Code | WSF |  | Sub CAT Code | ___
WSD | Mainlaying-Water Main | Grey Water Main | Cat Code | WSG |  | Sub CAT Code | ___
WSD | Plumbing | Water Storage Heater | Cat Code | WSH |  | Sub CAT Code | ___
WSD | Mainlaying-Water Main | Other Water Supply Main | Cat Code | WSM |  | Sub CAT Code | ___
WSD | Mainlaying-Water Main | Raw Water Main | Cat Code | WSR |  | Sub CAT Code | ___
WSD | Mainlaying-Water Main | Flushing Water Main | Cat Code | WSS |  | Sub CAT Code | ___
WSD | Underground Utility | Stormwater Drainage | Cat Code | WST |  | Sub CAT Code | ___
WSD | Mainlaying-Other Civil Works | Joint Coverings, Flashings, Tapes | Cat Code | JFT | Cable | Sub CAT Code | CAB
WSD | Site | Rigid Sheets, Slabs, Plates | Cat Code | RSP | Cable | Sub CAT Code | CAB
WSD | Structural | Concrete Structural Column, Steel Structural Column, Post | Cat Code | SCL | Concrete Column | Sub CAT Code | CCL
WSD | Structural | Concrete Beam,Steel Beam, Hanger | Cat Code | BEM | Concrete | Sub CAT Code | CCR
WSD | Structural | Foundation (Pile,Pile Cap) | Cat Code | SFO | Concrete | Sub CAT Code | CCR
WSD | Mainlaying-Fitting | Pipe Elbow/Gusseted Bend | Cat Code | PEW | Duckfoot Bend | Sub CAT Code | DFB
WSD | Mainlaying-Other Civil Works | Filtration Equipment | Cat Code | FEQ | Drain | Sub CAT Code | DRN
WSD | Site | Surface Channel, Slot Channel, External Drainage | Cat Code | EDR | Erosion Control Mat Apron | Sub CAT Code | ECM
WSD | Mainlaying-Fitting | Pipe Elbow/Gusseted Bend | Cat Code | PEW | Elbow | Sub CAT Code | ELB
WSD | Architecture | Louvre, Decorative Louver, Sun Shading and Other Architecture Features | Cat Code | LOU | Fan | Sub CAT Code | FAN
WSD | Architecture | Exterior Wall | Cat Code | EWL | Finishes | Sub CAT Code | FNH
WSD | Structural | Foundation (Pile,Pile Cap) | Cat Code | SFO | Foundation_Pile | Sub CAT Code | FPL
WSD | Architecture | Louvre, Decorative Louver, Sun Shading and Other Architecture Features | Cat Code | LOU | Fixed | Sub CAT Code | FXD
WSD | Mainlaying-Other Civil Works | Water Utility Equipment | Cat Code | WUE | Fixed | Sub CAT Code | FXD
WSD | Bridge-Other Civil Works | Access Gate | Cat Code | ACG | Galvanized Iron | Sub CAT Code | GIP
WSD | Mainlaying-Fitting | Pipe Elbow/Gusseted Bend | Cat Code | PEW | Gusseted Bend | Sub CAT Code | GSB
WSD | Architecture | Railing, Balustrade, handrail, guardrail | Cat Code | BAL | Handrail | Sub CAT Code | HRL
WSD | Site | Rigid Sheets, Slabs, Plates | Cat Code | RSP | Heavy Duty | Sub CAT Code | HVD
WSD | Site | Surface Channel, Slot Channel, External Drainage | Cat Code | EDR | Masonry Apron | Sub CAT Code | MAA
WSD | Bridge-Other Civil Works | Access Gate | Cat Code | ACG | Pipe Cap | Sub CAT Code | PCP
WSD | Mainlaying-Fitting | Pipe Fitting | Cat Code | PFT | Pipe Cross | Sub CAT Code | PCR
WSD | Mainlaying-Fitting | Pipe Fitting | Cat Code | PFT | Pipe Flange | Sub CAT Code | PFG
WSD | Mainlaying-Other Civil Works | Joint Coverings, Flashings, Tapes | Cat Code | JFT | Pipe Laid On Slope | Sub CAT Code | PIP
WSD | Mainlaying-Other Civil Works | Thrust Block, Bend Block, Concrete Surround, etc. | Cat Code | TBK | Pipe Laid On Slope | Sub CAT Code | PIP
WSD | Mainlaying-Other Civil Works | Thrust Block, Bend Block, Concrete Surround, etc. | Cat Code | TBK | Pipe Fittings | Sub CAT Code | PPF
WSD | Architecture | Railing, Balustrade, handrail, guardrail | Cat Code | BAL | Profile | Sub CAT Code | PRF
WSD | Site | Surface Channel, Slot Channel, External Drainage | Cat Code | EDR | Profile | Sub CAT Code | PRF
WSD | Structural | Waterstops | Cat Code | WTS | Profile | Sub CAT Code | PRF
WSD | Mainlaying-Other Civil Works | Pipe Support, Saddle | Cat Code | PST | Saddle Support | Sub CAT Code | PSD
WSD | Mainlaying-Other Civil Works | Pipe Support, Saddle | Cat Code | PST | Pipe Support | Sub CAT Code | PSE
WSD | Mainlaying-Fitting | Pipe Fitting | Cat Code | PFT | Pipe Tee | Sub CAT Code | PTE
WSD | Mainlaying-Other Civil Works | Valve Chamber/Pit,Washout Pump Pit | Cat Code | VCH | Pipe Tee | Sub CAT Code | PTE
WSD | Mainlaying-Fitting | Pipe Fitting | Cat Code | PFT | Pipe Transition | Sub CAT Code | PTR
WSD | Bridge-Other Civil Works | Access Gate | Cat Code | ACG | Rectangular Hollow Section | Sub CAT Code | RHS
WSD | Bridge-Other Civil Works | Access Gate | Cat Code | ACG | Steel Angle Post | Sub CAT Code | SAP
WSD | Architecture | Railing, Balustrade, handrail, guardrail | Cat Code | BAL | Safety Chain | Sub CAT Code | SFC
WSD | Mainlaying-Fitting | Pipe Fitting | Cat Code | PFT | Spigot | Sub CAT Code | SPG
WSD | Architecture | Railing, Balustrade, handrail, guardrail | Cat Code | BAL | Supports | Sub CAT Code | SPP
WSD | Structural | Temporary Work, Temporary Structure, Platforms | Cat Code | TMW | Supports | Sub CAT Code | SPP
WSD | Structural | Tank Support Structures | Cat Code | TSS | Supports | Sub CAT Code | SPP
WSD | Mainlaying-Other Civil Works | Hooks | Cat Code | MHP | Stainless Steel | Sub CAT Code | SST
WSD | Structural | Concrete Beam,Steel Beam, Hanger | Cat Code | BEM | Steel | Sub CAT Code | STL
WSD | Structural | Concrete Structural Column, Steel Structural Column, Post | Cat Code | SCL | Steel | Sub CAT Code | STL
WSD | Site | Rigid Sheets, Slabs, Plates | Cat Code | RSP | Trench | Sub CAT Code | TCH
WSD | Mainlaying-Fitting | Pipe Fitting | Cat Code | PFT | U Trap | Sub CAT Code | UTP
WSD | Mainlaying-Other Civil Works | Valve Chamber/Pit,Washout Pump Pit | Cat Code | VCH | Valve | Sub CAT Code | VLV
WSD | Mainlaying-Other Civil Works | Valve Chamber/Pit,Washout Pump Pit | Cat Code | VCH | Washout Pipe | Sub CAT Code | WOP
Column Filter order: H>F>C>B>A

## Introduction
Note: Some CAT & Sub-CAT Code might have duplication.
Source: The government department / organisation / owner of the BIM Object
Source | Full English name
ArchSD | Architectural Services Department
BD | Buildings Department
CEDD | Civil Engineering and Development Department
CIC | Construction Industry Council
DSD | Drainage Services Department
EMSD | Electrical & Mechanical Services Department
HyD | Highways Department
WSD | Water Supplies Department